## About
EIaE BAU Imported Electricity | Tennessee | 2025-03-19 |  | Alabama | AL | EIA
EIaE BAU Exported Electricity | TN |  |  | Alaska | AK | EIA
EIaE Imported Electricity Price |  |  |  | Arizona | AZ | EIA
EIaE BAU Exported Electricity Price |  |  |  | Arkansas | AR | EIA
|  |  |  | California | CA | EIA
Source: | Quantity of Imports and Exports |  |  | Colorado | CO | EIA
| Energy Information Administration |  | State Imports Weighted by Fuel Mix of External States | Connecticut | CT | EIA
| 2021 and 2022 |  | From EPS Outputs from TCAMRB | Delaware | DE | EIA
| Annual Energy Outlook 2021 and 2022 |  | ReEDs generation by resource (Mid-case) | Florida | FL | EIA
| https://www.eia.gov/outlooks/aeo/tables_side.php |  |  | Georgia | GA | EIA
| Table 10 |  |  | Hawaii | HI | EIA
|  |  |  | Idaho | ID | EIA
| Canadian Electricity Generation by Type |  |  | Illinois | IL | EIA
| National Energy Board, Government of Canada |  | Imports and Export EIA SEDS | Indiana | IN | EIA
| 2021 |  | Energy Information Administration | Iowa | IA | EIA
| Canada's Energy Future 2021, Appendices |  | 2021 | Kansas | KS | EIA
| https://apps.neb-one.gc.ca/ftrppndc/dflt.aspx?GoCTemplateCulture=en-CA |  | Example Link: https://www.eia.gov/electricity/state/virginia/state_tables.php | Kentucky | KY | EIA
| Table "Electricity Generation," Reference Case, Canada |  | Tab 10: Imports and Exports (lines 15,28) | Louisiana | LA | EIA
|  |  |  | Maine | ME | EIA
| Imported and Exported Electricity Prices |  |  | Maryland | MD | EIA
| Energy Information Administration |  | Mexican Electricity Generation by Type | Massachusetts | MA | EIA
| March 2024 |  | Energy Information Agency | Michigan | MI | EIA
| Short-Term Energy Outlook |  | 2016 | Minnesota | MN | EIA
| https://www.eia.gov/outlooks/steo/tables/pdf/7atab.pdf |  | Mexico Analysis | Mississippi | MS | EIA
| Table 7 |  | https://www.eia.gov/international/analysis/country/MEX | Missouri | MO | EIA
|  |  | Table 12, 14 | Montana | MT | EIA
| Canada NG Generation by Turbine Type |  |  | Nebraska | NE | EIA
| Statistics Canada |  |  | Nevada | NV | EIA
| 2022 |  |  | New Hampshire | NH | EIA
| Electric power generation, monthly generation by type of electricity |  |  | New Jersey | NJ | EIA
| https://www150.statcan.gc.ca/t1/tbl1/en/tv.action?pid=2510001501&pickMembers%5B0%5D=1.1&pickMembers%5B1%5D=2.2&cubeTimeFrame.startMonth=01&cubeTimeFrame.startYear=2015&cubeTimeFrame.endMonth=12&cubeTimeFrame.endYear=2015&referencePeriods=20150101%2C20151201 |  |  | New Mexico | NM | EIA
| Data after 2015 does not break out turbine types, so we use data from 2015. |  |  | New York | NY | EIA
|  |  |  | North Carolina | NC | EIA
| NREL REEDS Scenario Viewer |  |  | North Dakota | ND | EIA
| NREL |  |  | Ohio | OH | EIA
| 2023 |  |  | Oklahoma | OK | EIA
| Cambium 2022 Mid-Case |  |  | Oregon | OR | EIA
| https://scenarioviewer.nrel.gov/?project=82460f06-548c-4954-b2d9-b84ba92d63e2&mode=download&layout=Default |  |  | Pennsylvania | PA | EIA
|  |  |  | Rhode Island | RI | EIA
|  |  |  | South Carolina | SC | EIA
|  |  |  | South Dakota | SD | EIA
Notes |  |  |  | Tennessee | TN | EIA
West Virginia: adjusted to reduce exports when coal power plants retire |  |  |  | Texas | TX | EIA
|  |  |  | Utah | UT | EIA
We need to know the mix of imported electricity types if we will be including |  |  |  | Vermont | VT | EIA
pollutant emissions associated with imported electricity into the totals, which |  |  |  | Virginia | VA | EIA
is managed by a control lever. If these emissions will not be included in the |  |  |  | Washington | WA | EIA
emissions totals, the breakdown is unimportant, and you may assign all |  |  |  | West Virginia | WV | EIA
imported electricity emissions to any one electricity source, if you prefer. |  |  |  | Wisconsin | WI | EIA
|  |  |  | Wyoming | WY | EIA
Electricity exports are supplied by power plants in the modeled region and
hence do not need their electricity source to be specified here.
Since electricity imported to the U.S. comes overwhelmingly from Canada,
we use Canada's electricity generation mix to approximate the mix
of all imported electricity.
All Canadian natural gas was assigned to the "natural gas nonpeaker" plant type
because the breakdown between NG peaker and NG nonpeaker for imported
electricity is not important.
Electricity Prices
We do not have explicit data on the prices of electricity imported to or exported
from the United States (i.e. via transmission lines to Canada and Mexico), so we
use the average U.S. electricity price to all consumers from AEO Table 3.
Conversion Factors
2.931e-07 | MWh/BTU
0.88711 | 2012 USD/2020 USD
0.8473 | 2012 USD/2021 USD
0.7535 | 2012 USD/2023 USD
State Import Resource Mix
To weight the resource profile of electricity imports from several states, we weighed resource generation projected from 2020-2030 from the ReEDs midcase output file
weighed by the capacity of transmission available between each surrounding state. Only states that are net exporters are qualified.
More detailed documentation of this data can be found in SYC (Start Year Capacity)
and TCAMRB (Transmission Capacity Across Modeled Border Region)
State Import and Export Prices (VA ONLY)
Prices are equivalent for imports and exports, with changes over time derived from the national AEO projections
Wholesale prices are approximated by taking the average retail price and the national fraction of generation costs versus transmission and distribution
International Imports/Exports
Canadian and mexican imports are approximated based on their aggregate generation mix.
Attribute NM, AZ, and NV imports are attributed to the average energy generation profile of Mexico

## Table 7_Wholesale prices
Wholesale Electricity Prices (dollars per megawatthour) | 2023$ |  |  |  | 2012$
| 2023 | 2024 | 2025 |  | 2023 | 2024 | 2025
ERCOT | 77 | 37.45 | 28.63 |  | 58.0198 | 28.2187 | 21.5728
CAISO | 60.17 | 40.98 | 43.33 |  | 45.3383 | 30.8786 | 32.6493
ISO-NE | 41.36 | 54.34 | 56.01 |  | 31.1649 | 40.9454 | 42.2037
NYISO | 37.96 | 43.94 | 46.67 |  | 28.603 | 33.1089 | 35.166
PJM | 39.34 | 38.81 | 43.37 |  | 29.6428 | 29.2435 | 32.6794
MISO | 34.42 | 35.84 | 41.59 |  | 25.9356 | 27.0056 | 31.3382
SPP | 34.74 | 38.73 | 43.19 |  | 26.1767 | 29.1832 | 32.5438
SERC | 32.26 | 31.85 | 34.78 |  | 24.308 | 23.9991 | 26.2068
FRCC | 33.05 | 34.37 | 36.36 |  | 24.9033 | 25.8979 | 27.3974
Northwest | 81.61 | 73.48 | 57.97 |  | 61.4934 | 55.3674 | 43.6806
Southwest | 59.46 | 38.66 | 39.13 |  | 44.8033 | 29.1304 | 29.4846
|  |  | 2023 | 2024 | 2025
Alabama | AL | SERC | 24.308 | 23.9991 | 26.2068
Arizona | AZ | Southwest | 44.8033 | 29.1304 | 29.4846
Arkansas | AR | MISO | 25.9356 | 27.0056 | 31.3382
California | CA | CAISO | 45.3383 | 30.8786 | 32.6493
Colorado | CO | Southwest | 44.8033 | 29.1304 | 29.4846
Connecticut | CT | ISO-NE | 31.1649 | 40.9454 | 42.2037
Delaware | DE | PJM | 29.6428 | 29.2435 | 32.6794
Florida | FL | SERC | 24.308 | 23.9991 | 26.2068
Georgia | GA | SERC | 24.308 | 23.9991 | 26.2068
Idaho | ID | Northwest | 61.4934 | 55.3674 | 43.6806
Illinois | IL | MISO | 25.9356 | 27.0056 | 31.3382
Indiana | IN | MISO | 25.9356 | 27.0056 | 31.3382
Iowa | IA | MISO | 25.9356 | 27.0056 | 31.3382
Kansas | KS | SPP | 26.1767 | 29.1832 | 32.5438
Kentucky | KY | SERC | 24.308 | 23.9991 | 26.2068
Louisiana | LA | MISO | 25.9356 | 27.0056 | 31.3382
Maine | ME | ISO-NE | 31.1649 | 40.9454 | 42.2037
Maryland | MD | PJM | 29.6428 | 29.2435 | 32.6794
Massachusetts | MA | ISO-NE | 31.1649 | 40.9454 | 42.2037
Michigan | MI | MISO | 25.9356 | 27.0056 | 31.3382
Minnesota | MN | MISO | 25.9356 | 27.0056 | 31.3382
Mississippi | MS | MISO | 25.9356 | 27.0056 | 31.3382
Missouri | MO | MISO | 25.9356 | 27.0056 | 31.3382
Montana | MT | Northwest | 61.4934 | 55.3674 | 43.6806
Nebraska | NE | SPP | 26.1767 | 29.1832 | 32.5438
Nevada | NV | Northwest | 61.4934 | 55.3674 | 43.6806
New Hampshire | NH | ISO-NE | 31.1649 | 40.9454 | 42.2037
New Jersey | NJ | PJM | 29.6428 | 29.2435 | 32.6794
New Mexico | NM | Southwest | 44.8033 | 29.1304 | 29.4846
New York | NY | NYISO | 28.603 | 33.1089 | 35.166
North Carolina | NC | PJM | 29.6428 | 29.2435 | 32.6794
North Dakota | ND | MISO | 25.9356 | 27.0056 | 31.3382
Ohio | OH | PJM | 29.6428 | 29.2435 | 32.6794
Oklahoma | OK | SPP | 26.1767 | 29.1832 | 32.5438
Oregon | OR | Northwest | 61.4934 | 55.3674 | 43.6806
Pennsylvania | PA | PJM | 29.6428 | 29.2435 | 32.6794
Rhode Island | RI | ISO-NE | 31.1649 | 40.9454 | 42.2037
South Carolina | SC | SERC | 24.308 | 23.9991 | 26.2068
South Dakota | SD | SPP | 26.1767 | 29.1832 | 32.5438
Tennessee | TN | SERC | 24.308 | 23.9991 | 26.2068
Texas | TX | ERCOT | 58.0198 | 28.2187 | 21.5728
Utah | UT | Southwest | 44.8033 | 29.1304 | 29.4846
Vermont | VT | ISO-NE | 31.1649 | 40.9454 | 42.2037
Virginia | VA | PJM | 29.6428 | 29.2435 | 32.6794
Washington | WA | Northwest | 61.4934 | 55.3674 | 43.6806
West Virginia | WV | PJM | 29.6428 | 29.2435 | 32.6794
Wisconsin | WI | MISO | 25.9356 | 27.0056 | 31.3382
Wyoming | WY | Northwest | 61.4934 | 55.3674 | 43.6806

## Intl Imports
|  | Import Mexico? | Import from Canada?
Alabama | AL | FALSE | FALSE
Alaska | AK | FALSE | FALSE
Arizona | AZ | FALSE | FALSE
Arkansas | AR | FALSE | FALSE
California | CA | TRUE | FALSE
Colorado | CO | FALSE | FALSE
Connecticut | CT | FALSE | FALSE
Delaware | DE | FALSE | FALSE
Florida | FL | FALSE | FALSE
Georgia | GA | FALSE | FALSE
Hawaii | HI | FALSE | FALSE
Idaho | ID | FALSE | FALSE
Illinois | IL | FALSE | FALSE
Indiana | IN | FALSE | FALSE
Iowa | IA | FALSE | FALSE
Kansas | KS | FALSE | FALSE
Kentucky | KY | FALSE | FALSE
Louisiana | LA | FALSE | FALSE
Maine | ME | FALSE | TRUE
Maryland | MD | FALSE | FALSE
Massachusetts | MA | FALSE | FALSE
Michigan | MI | FALSE | TRUE
Minnesota | MN | FALSE | TRUE
Mississippi | MS | FALSE | FALSE
Missouri | MO | FALSE | FALSE
Montana | MT | FALSE | TRUE
Nebraska | NE | FALSE | FALSE
Nevada | NV | FALSE | FALSE
New Hampshire | NH | FALSE | FALSE
New Jersey | NJ | FALSE | FALSE
New Mexico | NM | FALSE | FALSE
New York | NY | FALSE | TRUE
North Carolina | NC | FALSE | FALSE
North Dakota | ND | FALSE | TRUE
Ohio | OH | FALSE | FALSE
Oklahoma | OK | FALSE | FALSE
Oregon | OR | FALSE | FALSE
Pennsylvania | PA | FALSE | FALSE
Rhode Island | RI | FALSE | FALSE
South Carolina | SC | FALSE | FALSE
South Dakota | SD | FALSE | FALSE
Tennessee | TN | FALSE | FALSE
Texas | TX | TRUE | FALSE
Utah | UT | FALSE | FALSE
Vermont | VT | FALSE | TRUE
Virginia | VA | FALSE | FALSE
Washington | WA | FALSE | TRUE
West Virginia | WV | FALSE | FALSE
Wisconsin | WI | FALSE | FALSE
Wyoming | WY | FALSE | FALSE

## AEO Table 10 2023 (hidden)
| ref2023.d020623a | 2022 | 2023 | 2024 | 2025 | 2026 | 2027 | 2028 | 2029 | 2030 | 2031 | 2032 | 2033 | 2034 | 2035 | 2036 | 2037 | 2038 | 2039 | 2040 | 2041 | 2042 | 2043 | 2044 | 2045 | 2046 | 2047 | 2048 | 2049 | 2050
|  | Report | Annual Energy Outlook 2023
|  | Scenario | ref2023 |  |  | Reference
|  | Datekey | d020623a
|  | Release Date |  | March 2023
ETT000 | 10. Electricity Trade | [29 empty] | Average
| (billion kilowatthours, unless otherwise noted) | [29 empty] | Annual
Change
| Electricity Trade | 2022 | 2023 | 2024 | 2025 | 2026 | 2027 | 2028 | 2029 | 2030 | 2031 | 2032 | 2033 | 2034 | 2035 | 2036 | 2037 | 2038 | 2039 | 2040 | 2041 | 2042 | 2043 | 2044 | 2045 | 2046 | 2047 | 2048 | 2049 | 2050 | 2022–2050
Interregional Electricity Trade
Gross Domestic Sales
ETT000:ca_GrossDomestic | Firm Power | 45.2076 | 45.2076 | 45.1227 | 43.2673 | 43.0461 | 42.8177 | 42.5591 | 42.2931 | 42.0248 | 41.621 | 41.2171 | 40.8133 | 40.1563 | 39.4667 | 38.7691 | 37.9041 | 37.0694 | 36.0212 | 34.9147 | 33.9438 | 32.8532 | 31.7627 | 31.0102 | 30.4187 | 29.8432 | 29.4422 | 29.0412 | 28.8611 | 28.7415 | -1.605%
ETT000:da_GrossDomestic | Economy | 246.6104 | 217.956 | 274.0546 | 264.9329 | 264.2758 | 287.9357 | 339.6728 | 370.7511 | 406.2393 | 433.9631 | 448.353 | 465.6864 | 492.1614 | 488.9472 | 498.1667 | 483.1741 | 482.2424 | 477.6997 | 479.7135 | 488.4828 | 493.2643 | 499.9165 | 518.6445 | 524.3937 | 547.1975 | 562.6581 | 566.2515 | 580.2867 | 586.5159 | 3.143%
ETT000:ea_GrossDomestic | Total Gross Domestic Sales | 291.818 | 263.1636 | 319.1773 | 308.2003 | 307.322 | 330.7534 | 382.2318 | 413.0443 | 448.2641 | 475.5841 | 489.5701 | 506.4997 | 532.3177 | 528.4139 | 536.9359 | 521.0782 | 519.3118 | 513.7209 | 514.6282 | 522.4265 | 526.1175 | 531.6793 | 549.6548 | 554.8124 | 577.0407 | 592.1003 | 595.2927 | 609.1477 | 615.2574 | 2.7%
Gross Domestic Sales (million 2022 dollars)
ETT000:fa_(millionyyyyd | Firm Power | 3520.6729 | 3520.6729 | 3514.061 | 3369.5671 | 3352.3398 | 3334.554 | 3314.4084 | 3293.698 | 3272.8018 | 3241.3511 | 3209.9014 | 3178.4504 | 3127.2898 | 3073.5833 | 3019.2561 | 2951.8921 | 2886.8867 | 2805.25 | 2719.0818 | 2643.4668 | 2558.54 | 2473.6128 | 2415.0083 | 2368.9441 | 2324.1216 | 2292.8948 | 2261.668 | 2247.6377 | 2238.3254 | -1.605%
ETT000:ga_(millionyyyyd | Economy | 10427.8955 | 13621.3926 | 11297.6465 | 9574.5322 | 8718.8301 | 8855.3066 | 10068.6445 | 10250.5576 | 11043.3145 | 11850.8975 | 12802.6504 | 13765.3164 | 14903.1826 | 15293.292 | 15932.7246 | 16217.7246 | 16823.498 | 16185.4424 | 16817.5312 | 17552.168 | 17724.5098 | 17991.4863 | 18770.3574 | 18757.9902 | 19811.6543 | 20638.9141 | 20734.6562 | 21173.0215 | 21280.4395 | 2.58%
ETT000:ha_(millionyyyyd | Total Gross Domestic Sales | 13948.5684 | 17142.0664 | 14811.707 | 12944.0996 | 12071.1699 | 12189.8604 | 13383.0527 | 13544.2559 | 14316.1162 | 15092.248 | 16012.5518 | 16943.7676 | 18030.4727 | 18366.875 | 18951.9805 | 19169.6172 | 19710.3848 | 18990.6914 | 19536.6133 | 20195.6348 | 20283.0508 | 20465.0996 | 21185.3652 | 21126.9336 | 22135.7754 | 22931.8086 | 22996.3242 | 23420.6602 | 23518.7656 | 1.883%
International Electricity Trade
Imports from Canada and Mexico
ETT000:ja_FirmPowerImpo | Firm Power | 15.7997 | 16.4374 | 16.4374 | 16.4374 | 16.4374 | 18.0955 | 18.0955 | 18.0318 | 17.968 | 17.9042 | 17.8404 | 17.7767 | 17.7129 | 17.6491 | 17.3063 | 17.2426 | 17.1788 | 17.1788 | 17.1788 | 17.1788 | 17.1788 | 17.1788 | 17.1788 | 17.1788 | 17.1788 | 17.1788 | 17.1788 | 17.1788 | 17.1788 | 0.2993%
ETT000:ja_EconomyImport | Economy | 42.6162 | 50.4122 | 42.9079 | 37.9168 | 39.056 | 41.3767 | 43.8126 | 41.6638 | 44.0006 | 41.5208 | 42.6519 | 43.2163 | 43.677 | 42.5772 | 42.5412 | 42.5729 | 43.3974 | 44.0321 | 44.547 | 43.1394 | 43.1137 | 42.4323 | 41.6189 | 40.8133 | 39.8915 | 39.7435 | 40.1502 | 39.7055 | 39.1105 | -0.3061%
ETT000:ja_GrossImportsf | Total Imports from Canada and Mexico | 58.4159 | 66.8496 | 59.3454 | 54.3542 | 55.4935 | 59.4722 | 61.9082 | 59.6955 | 61.9686 | 59.4251 | 60.4924 | 60.993 | 61.3899 | 60.2263 | 59.8475 | 59.8155 | 60.5762 | 61.2109 | 61.7258 | 60.3182 | 60.2925 | 59.6111 | 58.7976 | 57.9921 | 57.0703 | 56.9223 | 57.329 | 56.8843 | 56.2893 | -0.1324%
Exports to Canada and Mexico
ETT000:ka_FirmPowerExpo | Firm Power | 1.1957 | 1.1957 | 1.1957 | 1.1957 | 1.1957 | 1.1957 | 1.1957 | 1.1957 | 1.1957 | 1.0762 | 0.95659 | 0.83702 | 0.71744 | 0.59787 | 0.4783 | 0.35872 | 0.23915 | 0.11957 | 0 | 0 | 0 | 0 | 0 | 0 | 0 | 0 | 0 | 0 | 0 | --
ETT000:ka_EconomyExport | Economy | 14.5339 | 14.5339 | 14.5339 | 14.5339 | 14.5339 | 14.5339 | 14.5339 | 14.5339 | 14.5339 | 14.6535 | 14.773 | 14.8926 | 15.0122 | 15.1317 | 15.2513 | 15.3709 | 15.4905 | 15.61 | 15.7296 | 15.7296 | 15.7296 | 15.7296 | 15.7296 | 15.7296 | 15.7296 | 15.7296 | 15.7296 | 15.7296 | 15.7296 | 0.2828%
ETT000:ka_GrossExportst | Total Exports to Canada and Mexico | 15.7296 | 15.7296 | 15.7296 | 15.7296 | 15.7296 | 15.7296 | 15.7296 | 15.7296 | 15.7296 | 15.7296 | 15.7296 | 15.7296 | 15.7296 | 15.7296 | 15.7296 | 15.7296 | 15.7296 | 15.7296 | 15.7296 | 15.7296 | 15.7296 | 15.7296 | 15.7296 | 15.7296 | 15.7296 | 15.7296 | 15.7296 | 15.7296 | 15.7296 | 0%
- - = Not applicable.
Note: Totals may not equal sum of components due to independent rounding.
Firm power sales are capacity sales, meaning the delivery of the power is
scheduled as part of the normal operating conditions of the affected electric systems. Economy sales are subject to
curtailment or cessation of delivery by the supplier in accordance with prior agreements or under specified conditions.
Data source: 2022: U.S. Energy Information Administration (EIA), Short-Term Energy Outlook, November 2022 and EIA, AEO2023
National Energy Modeling System run ref2023.d020623a. Projections: EIA, AEO2023 National Energy
Modeling System run ref2023.d020623a.

## AEO Table 10 2022 (hidden)
| ref2022.d011222a | 2021 | 2022 | 2023 | 2024 | 2025 | 2026 | 2027 | 2028 | 2029 | 2030 | 2031 | 2032 | 2033 | 2034 | 2035 | 2036 | 2037 | 2038 | 2039 | 2040 | 2041 | 2042 | 2043 | 2044 | 2045 | 2046 | 2047 | 2048 | 2049 | 2050
|  | Report | Annual Energy Outlook 2022
|  | Scenario | ref2022 |  |  | Reference
|  | Datekey | d011222a
|  | Release Date |  | March 2022
ETT000 | 10. Electricity Trade | [30 empty] | Average
| (billion kilowatthours, unless otherwise noted) | [30 empty] | Annual
Change
| Electricity Trade | 2021 | 2022 | 2023 | 2024 | 2025 | 2026 | 2027 | 2028 | 2029 | 2030 | 2031 | 2032 | 2033 | 2034 | 2035 | 2036 | 2037 | 2038 | 2039 | 2040 | 2041 | 2042 | 2043 | 2044 | 2045 | 2046 | 2047 | 2048 | 2049 | 2050 | 2021–2050
Interregional Electricity Trade
Gross Domestic Sales
ETT000:ca_GrossDomestic | Firm Power | 51.9835 | 45.2076 | 45.2076 | 45.1227 | 43.2673 | 43.0461 | 42.8177 | 42.5591 | 42.2931 | 42.0248 | 41.621 | 41.2171 | 40.8133 | 40.1563 | 39.4667 | 38.7691 | 37.9041 | 37.0694 | 36.0212 | 34.9147 | 33.9438 | 32.8532 | 31.7627 | 31.0102 | 30.4187 | 29.8432 | 29.4422 | 29.0412 | 28.8611 | 28.7415 | -2.023%
ETT000:da_GrossDomestic | Economy | 243.7943 | 233.8125 | 238.4915 | 247.7606 | 283.5448 | 295.0074 | 320.0716 | 300.6522 | 329.6797 | 295.2481 | 291.3891 | 301.7745 | 292.9919 | 286.2046 | 290.9519 | 290.6343 | 294.1838 | 303.9091 | 308.8146 | 316.699 | 326.649 | 334.02 | 344.8423 | 343.4879 | 346.5693 | 345.718 | 340.5593 | 351.1729 | 354.107 | 359.8939 | 1.352%
ETT000:ea_GrossDomestic | Total Gross Domestic Sales | 295.7777 | 279.0201 | 283.6991 | 292.8833 | 326.8122 | 338.0536 | 362.8894 | 343.2112 | 371.9728 | 337.2729 | 333.0101 | 342.9916 | 333.8052 | 326.3609 | 330.4186 | 329.4034 | 332.0879 | 340.9785 | 344.8357 | 351.6137 | 360.5927 | 366.8732 | 376.605 | 374.4981 | 376.988 | 375.5612 | 370.0015 | 380.2141 | 382.968 | 388.6354 | 0.9459%
Gross Domestic Sales (million 2021 dollars)
ETT000:fa_(millionyyyyd | Firm Power | 3771.7102 | 3280.0815 | 3280.0815 | 3273.9216 | 3139.302 | 3123.252 | 3106.6814 | 3087.9126 | 3068.6174 | 3049.1492 | 3019.8479 | 2990.5471 | 2961.2456 | 2913.5811 | 2863.5447 | 2812.9302 | 2750.1694 | 2689.6062 | 2613.5483 | 2533.2686 | 2462.821 | 2383.6978 | 2304.5742 | 2249.9746 | 2207.0583 | 2165.2986 | 2136.2058 | 2107.113 | 2094.0413 | 2085.3657 | -2.023%
ETT000:ga_(millionyyyyd | Economy | 13724.5518 | 9558.668 | 8721.1592 | 8259.5566 | 9068.5332 | 9411.6641 | 10070.1416 | 9888.1543 | 11104.3809 | 9700.1777 | 9547.1055 | 10776.5537 | 10811.9014 | 10583.5029 | 10402.1914 | 10165.0605 | 10297.3604 | 10731.5029 | 10849.4727 | 11166.4111 | 11665.0996 | 11885.7969 | 12033.6895 | 12257.1289 | 12318.2266 | 12194.0371 | 12047.7852 | 12408.8691 | 12495.6748 | 12734.2256 | -0.2579%
ETT000:ha_(millionyyyyd | Total Gross Domestic Sales | 17496.2617 | 12838.75 | 12001.2402 | 11533.4785 | 12207.835 | 12534.916 | 13176.8232 | 12976.0664 | 14172.998 | 12749.3271 | 12566.9531 | 13767.1006 | 13773.1465 | 13497.084 | 13265.7363 | 12977.9902 | 13047.5293 | 13421.1094 | 13463.0215 | 13699.6797 | 14127.9209 | 14269.4941 | 14338.2637 | 14507.1035 | 14525.2852 | 14359.3359 | 14183.9912 | 14515.9824 | 14589.7158 | 14819.5918 | -0.5709%
International Electricity Trade
Imports from Canada and Mexico
ETT000:ja_FirmPowerImpo | Firm Power | 15.9097 | 15.7997 | 16.4374 | 16.4374 | 16.4374 | 16.4374 | 18.0955 | 18.0955 | 18.0318 | 17.968 | 17.9042 | 17.8404 | 17.7767 | 17.7129 | 17.6491 | 17.3063 | 17.2426 | 17.1788 | 17.1788 | 17.1788 | 17.1788 | 17.1788 | 17.1788 | 17.1788 | 17.1788 | 17.1788 | 17.1788 | 17.1788 | 17.1788 | 17.1788 | 0.265%
ETT000:ja_EconomyImport | Economy | 62.2615 | 44.9407 | 39.9033 | 40.7767 | 37.8815 | 39.2893 | 41.5161 | 44.0495 | 44.535 | 46.8028 | 44.4369 | 45.8429 | 43.9097 | 45.4587 | 44.6465 | 44.8719 | 43.4122 | 44.0948 | 44.3293 | 44.8528 | 43.3672 | 43.3122 | 43.5236 | 43.4218 | 42.2166 | 42.1704 | 42.0891 | 42.2487 | 42.3358 | 42.4463 | -1.312%
ETT000:ja_GrossImportsf | Total Imports from Canada and Mexico | 78.1713 | 60.7404 | 56.3408 | 57.2141 | 54.3189 | 55.7268 | 59.6117 | 62.145 | 62.5667 | 64.7707 | 62.3411 | 63.6833 | 61.6864 | 63.1716 | 62.2956 | 62.1783 | 60.6548 | 61.2736 | 61.5081 | 62.0316 | 60.546 | 60.491 | 60.7024 | 60.6006 | 59.3954 | 59.3492 | 59.2679 | 59.4275 | 59.5146 | 59.6251 | -0.9295%
Exports to Canada and Mexico
ETT000:ka_FirmPowerExpo | Firm Power | 1.1957 | 1.1957 | 1.1957 | 1.1957 | 1.1957 | 1.1957 | 1.1957 | 1.1957 | 1.1957 | 1.1957 | 1.0762 | 0.95659 | 0.83702 | 0.71744 | 0.59787 | 0.4783 | 0.35872 | 0.23915 | 0.11957 | 0 | 0 | 0 | 0 | 0 | 0 | 0 | 0 | 0 | 0 | 0 | --
ETT000:ka_EconomyExport | Economy | 14.5187 | 14.5187 | 14.5187 | 14.5187 | 14.5187 | 14.5187 | 14.5187 | 14.5187 | 14.5187 | 14.5187 | 14.6383 | 14.7579 | 14.8774 | 14.997 | 15.1166 | 15.2362 | 15.3557 | 15.4753 | 15.5949 | 15.7145 | 15.7145 | 15.7145 | 15.7145 | 15.7145 | 15.7145 | 15.7145 | 15.7145 | 15.7145 | 15.7145 | 15.7145 | 0.2733%
ETT000:ka_GrossExportst | Total Exports to Canada and Mexico | 15.7145 | 15.7145 | 15.7145 | 15.7145 | 15.7145 | 15.7145 | 15.7145 | 15.7145 | 15.7145 | 15.7145 | 15.7145 | 15.7145 | 15.7145 | 15.7145 | 15.7145 | 15.7145 | 15.7145 | 15.7145 | 15.7145 | 15.7145 | 15.7145 | 15.7145 | 15.7145 | 15.7145 | 15.7145 | 15.7145 | 15.7145 | 15.7145 | 15.7145 | 15.7145 | 0%
- - = Not applicable.
Note: Totals may not equal sum of components due to independent rounding.
Firm power sales are capacity sales, meaning the delivery of the power is
scheduled as part of the normal operating conditions of the affected electric systems. Economy sales are subject to
curtailment or cessation of delivery by the supplier in accordance with prior agreements or under specified conditions.
Sources: 2021: U.S. Energy Information Administration (EIA), Short-Term Energy Outlook, November 2021 and EIA,
National Energy Modeling System run ref2022.d011222a. Projections: EIA, AEO2022 National Energy Modeling System run ref2022.d011222a.

## AEO Table 10 2021 (hidden)
| highogs.d120120a | 2020 | 2021 | 2022 | 2023 | 2024 | 2025 | 2026 | 2027 | 2028 | 2029 | 2030 | 2031 | 2032 | 2033 | 2034 | 2035 | 2036 | 2037 | 2038 | 2039 | 2040 | 2041 | 2042 | 2043 | 2044 | 2045 | 2046 | 2047 | 2048 | 2049 | 2050
|  | Report | Annual Energy Outlook 2021
|  | Scenario | ref2021 |  |  | Reference case
|  | Datekey | d113020a
|  | Release Date |  | January 2021
ETT000 | 10. Electricity Trade | [31 empty] | Compound
| (billion kilowatthours, unless otherwise noted) | [31 empty] | Growth
2020-2050
| Electricity Trade | 2020 | 2021 | 2022 | 2023 | 2024 | 2025 | 2026 | 2027 | 2028 | 2029 | 2030 | 2031 | 2032 | 2033 | 2034 | 2035 | 2036 | 2037 | 2038 | 2039 | 2040 | 2041 | 2042 | 2043 | 2044 | 2045 | 2046 | 2047 | 2048 | 2049 | 2050 | (percent)
Interregional Electricity Trade
Gross Domestic Sales
ETT000:ca_GrossDomestic | Firm Power | 51.9835 | 51.9835 | 51.9835 | 51.9835 | 51.8986 | 50.0432 | 49.822 | 49.5936 | 49.3349 | 49.069 | 48.8007 | 48.3968 | 47.993 | 47.5891 | 46.9322 | 46.2426 | 45.545 | 44.68 | 43.8453 | 42.797 | 41.6906 | 40.7196 | 39.6291 | 38.5386 | 37.7861 | 37.1946 | 36.619 | 36.2181 | 35.8171 | 35.6369 | 35.5174 | -1.262%
ETT000:da_GrossDomestic | Economy | 208.9488 | 211.0922 | 207.0072 | 199.8856 | 200.3917 | 228.2029 | 248.2282 | 298.0137 | 308.2836 | 306.6967 | 323.5161 | 330.8774 | 336.4609 | 347.0521 | 331.8599 | 318.383 | 312.0518 | 318.3022 | 327.4553 | 338.0339 | 345.2086 | 351.5045 | 367.0251 | 388.8233 | 409.4607 | 418.5786 | 421.7102 | 412.0252 | 424.6547 | 424.0087 | 426.1055 | 2.404%
ETT000:ea_GrossDomestic | Total Gross Domestic Sales | 260.9323 | 263.0757 | 258.9907 | 251.8691 | 252.2903 | 278.2461 | 298.0502 | 347.6073 | 357.6186 | 355.7657 | 372.3168 | 379.2742 | 384.4539 | 394.6412 | 378.7921 | 364.6255 | 357.5968 | 362.9822 | 371.3006 | 380.8309 | 386.8992 | 392.2242 | 406.6542 | 427.3619 | 447.2467 | 455.7732 | 458.3292 | 448.2433 | 460.4718 | 459.6457 | 461.6228 | 1.92%
Gross Domestic Sales (million 2020 dollars)
ETT000:fa_(millionyyyyd | Firm Power | 3615.1694 | 3615.1694 | 3615.1694 | 3615.1694 | 3609.2651 | 3480.2329 | 3464.8491 | 3448.9661 | 3430.9766 | 3412.4822 | 3393.8218 | 3365.7368 | 3337.6519 | 3309.5667 | 3263.8804 | 3215.9207 | 3167.4065 | 3107.2507 | 3049.2012 | 2976.3003 | 2899.3523 | 2831.8286 | 2755.9888 | 2680.1497 | 2627.8159 | 2586.6812 | 2546.6543 | 2518.769 | 2490.8838 | 2478.3545 | 2470.0388 | -1.262%
ETT000:ga_(millionyyyyd | Economy | 6033.9844 | 8297.8359 | 7089.9531 | 6069.6021 | 5555.6284 | 6366.5825 | 7061.0239 | 8558.0146 | 8831.4248 | 9183.5195 | 10394.7344 | 10696.3389 | 11039.8193 | 11375.915 | 10768.6191 | 10025.0498 | 9841.0332 | 9927.7588 | 10079.4395 | 10278.8467 | 10307.2881 | 10499.4385 | 10972.8408 | 11606.876 | 12087.4805 | 12085.2129 | 12198.4287 | 12015.2051 | 12086.8154 | 11901.1934 | 12098.5703 | 2.346%
ETT000:ha_(millionyyyyd | Total Gross Domestic Sales | 9649.1543 | 11913.0059 | 10705.123 | 9684.7715 | 9164.8936 | 9846.8154 | 10525.873 | 12006.9805 | 12262.4014 | 12596.002 | 13788.5566 | 14062.0762 | 14377.4707 | 14685.4814 | 14032.5 | 13240.9707 | 13008.4395 | 13035.0098 | 13128.6406 | 13255.1465 | 13206.6406 | 13331.2676 | 13728.8301 | 14287.0254 | 14715.2969 | 14671.8945 | 14745.083 | 14533.9746 | 14577.6992 | 14379.5479 | 14568.6094 | 1.383%
International Electricity Trade
Imports from Canada and Mexico
ETT000:ja_FirmPowerImpo | Firm Power | 19.2881 | 18.1019 | 17.9919 | 18.6296 | 18.6296 | 18.6296 | 18.6296 | 20.2877 | 20.2877 | 20.224 | 20.1602 | 20.0964 | 19.8134 | 19.5304 | 19.2474 | 18.9644 | 18.4024 | 18.1194 | 17.8365 | 17.6172 | 17.398 | 17.1788 | 17.1788 | 17.1788 | 17.1788 | 17.1788 | 17.1788 | 17.1788 | 17.1788 | 17.1788 | 17.1788 | -0.3853%
ETT000:ja_EconomyImport | Economy | 40.793 | 44.0755 | 40.6508 | 38.5709 | 40.7607 | 37.7957 | 38.794 | 41.1075 | 43.2862 | 42.6437 | 45.4326 | 42.737 | 45.6775 | 45.4321 | 48.0284 | 47.7708 | 46.9824 | 46.8826 | 46.7382 | 47.0504 | 46.6838 | 45.999 | 45.3326 | 44.8809 | 43.9962 | 42.9121 | 42.6166 | 42.365 | 41.9439 | 41.6004 | 41.6673 | 0.0707%
ETT000:ja_GrossImportsf | Total Imports from Canada and Mexico | 60.0811 | 62.1774 | 58.6427 | 57.2006 | 59.3903 | 56.4253 | 57.4236 | 61.3953 | 63.5739 | 62.8677 | 65.5928 | 62.8334 | 65.4909 | 64.9625 | 67.2758 | 66.7352 | 65.3849 | 65.002 | 64.5747 | 64.6676 | 64.0819 | 63.1778 | 62.5114 | 62.0597 | 61.175 | 60.0909 | 59.7954 | 59.5438 | 59.1227 | 58.7792 | 58.8461 | -0.0692%
Exports to Canada and Mexico
ETT000:ka_FirmPowerExpo | Firm Power | 1.1957 | 1.1957 | 1.1957 | 1.1957 | 1.1957 | 1.1957 | 1.1957 | 1.1957 | 1.1957 | 1.1957 | 1.1957 | 1.0762 | 0.95659 | 0.83702 | 0.71744 | 0.59787 | 0.4783 | 0.35872 | 0.23915 | 0.11957 | 0 | 0 | 0 | 0 | 0 | 0 | 0 | 0 | 0 | 0 | 0 | - -
ETT000:ka_EconomyExport | Economy | 13.1987 | 13.1987 | 13.1987 | 13.1987 | 13.1987 | 13.1987 | 13.1987 | 13.1987 | 13.1987 | 13.1987 | 13.1987 | 13.3183 | 13.4379 | 13.5574 | 13.677 | 13.7966 | 13.9161 | 14.0357 | 14.1553 | 14.2749 | 14.3944 | 14.3944 | 14.3944 | 14.3944 | 14.3944 | 14.3944 | 14.3944 | 14.3944 | 14.3944 | 14.3944 | 14.3944 | 0.2895%
ETT000:ka_GrossExportst | Total Exports to Canada and Mexico | 14.3944 | 14.3944 | 14.3944 | 14.3944 | 14.3944 | 14.3944 | 14.3944 | 14.3944 | 14.3944 | 14.3944 | 14.3944 | 14.3944 | 14.3944 | 14.3944 | 14.3944 | 14.3944 | 14.3944 | 14.3944 | 14.3944 | 14.3944 | 14.3944 | 14.3944 | 14.3944 | 14.3944 | 14.3944 | 14.3944 | 14.3944 | 14.3944 | 14.3944 | 14.3944 | 14.3944 | 0%
- - = Not applicable.
Note: Totals may not equal sum of components due to independent rounding.
Firm power sales are capacity sales, meaning the delivery of the power is
scheduled as part of the normal operating conditions of the affected electric systems. Economy sales are subject to
curtailment or cessation of delivery by the supplier in accordance with prior agreements or under specified conditions.
Sources: 2020: U.S. Energy Information Administration (EIA), Short-Term Energy
Outlook, October 2020 and EIA, AEO2021 National Energy Modeling System run highogs.d120120a. Projections: EIA, AEO2021 National Energy
Modeling System run highogs.d120120a. Projections: EIA, AEO2021 National Energy Modeling System run highogs.d120120a.

## Canada Generation Projection (hidden)
Select Report Version: Canada’s Energy Future 2021
Select Appendices: Electricity Generation
Select Case: Evolving Policies
Select Type: Primary Fuel
Canada
_ | 2005 | 2006 | 2007 | 2008 | 2009 | 2010 | 2011 | 2012 | 2013 | 2014 | 2015 | 2016 | 2017 | 2018 | 2019 | 2020 | 2021 | 2022 | 2023 | 2024 | 2025 | 2026 | 2027 | 2028 | 2029 | 2030 | 2031 | 2032 | 2033 | 2034 | 2035 | 2036 | 2037 | 2038 | 2039 | 2040 | 2041 | 2042 | 2043 | 2044 | 2045 | 2046 | 2047 | 2048 | 2049 | 2050
Hydro / Wave / Tidal | 358380.8 | 349124.5 | 363798.5 | 373817.3 | 365011.8 | 347937.5 | 371953.2 | 375760.2 | 387396.2 | 378786.2 | 378498.4 | 381710.1 | 390771.5 | 382163.9 | 375998.3 | 386156.5 | 392952.2 | 414009.7 | 419884.8 | 420564 | 426253.5 | 426438 | 426601.5 | 426631.5 | 426216.6 | 434736.9 | 435601.5 | 435569.8 | 435924.3 | 437012.9 | 437761.2 | 439366.8 | 440272.5 | 440771.5 | 441186.3 | 441464.6 | 442329.7 | 442987.3 | 443420.1 | 443696.5 | 444111.5 | 444504.2 | 445041.1 | 445453.3 | 445232.7 | 446455.8
Wind | 1453.41 | 2529.41 | 3683.41 | 4715.44 | 7031.23 | 8354.23 | 11622.99 | 13716.78 | 17544.74 | 21484.5 | 26692.57 | 30624 | 31197 | 32814.01 | 32333 | 35393.52 | 37205.53 | 48919.51 | 49031.61 | 52057.91 | 54360.89 | 54962.97 | 62089.04 | 65911.72 | 70643.33 | 79872.47 | 86951.15 | 93863.48 | 94757.65 | 96735.03 | 98444.02 | 101702.69 | 105080.85 | 112793.77 | 116892.24 | 124088.41 | 129402.83 | 138717.12 | 144897.52 | 155135.9 | 159912.83 | 169032.28 | 173414.12 | 180922.35 | 184784.68 | 188617.4
Biomass / Geothermal | 6997.43 | 7143.38 | 6971.02 | 6319.81 | 6057.39 | 8266.52 | 8716.9 | 9038.92 | 9208.18 | 11997.93 | 8462.34 | 10240.42 | 6300.36 | 9260.97 | 8892.72 | 7758.32 | 7918.38 | 8085.39 | 8145.5 | 8172.13 | 8203.73 | 8229 | 8180.23 | 8103.16 | 8045.48 | 7905.92 | 7834.53 | 7690.12 | 7689.75 | 7650.3 | 7634.06 | 7693.85 | 7715.96 | 7725.27 | 7761.59 | 7755.49 | 7782.51 | 7774.67 | 7744.41 | 7721.08 | 7695.88 | 7712.57 | 7701.84 | 7680.33 | 7670.09 | 7658.64
Solar | 0 | 0 | 0 | 0 | 5 | 123 | 398 | 842 | 1173 | 1757.71 | 1426 | 1779 | 2001 | 2191 | 2194 | 2254.11 | 2590.53 | 3479.48 | 3729.67 | 4101.36 | 4339.71 | 4948.63 | 5294.32 | 5402.63 | 6775.5 | 7795.56 | 8732.41 | 9823.47 | 11227.58 | 12784.3 | 16546.83 | 18243.05 | 20134.38 | 22116.59 | 24421.73 | 28835.14 | 32492.45 | 36514.71 | 41164.5 | 45590.8 | 51145.22 | 54488.5 | 56975.57 | 58937.9 | 60762.67 | 62179.97
Uranium | 86668.58 | 92144.58 | 88190.58 | 90585.23 | 84992.27 | 85526.59 | 88291.22 | 89487.62 | 97581.99 | 101207.8 | 96045.98 | 95687.01 | 95565 | 95029.01 | 95470 | 83454.6 | 78636.44 | 81051.16 | 69916.27 | 80287.2 | 73386.14 | 68045.74 | 74340.98 | 80779.09 | 75834.09 | 82677.41 | 75980.73 | 82824.05 | 82864.78 | 89708.09 | 91531.05 | 91531.05 | 91572.66 | 91572.66 | 91655.88 | 91822.32 | 87048.12 | 87214.55 | 87381 | 92942.27 | 93150.33 | 93566.44 | 94398.65 | 95230.82 | 96063.03 | 96063.03
Coal & Coke | 97362.16 | 92204.69 | 97287.24 | 91097.93 | 76661.64 | 71258.57 | 65177.45 | 63091.11 | 64779.21 | 64238.38 | 57142.41 | 57243.38 | 55265.55 | 46520.81 | 44038.21 | 31125.9 | 35373.81 | 19471.19 | 5484.64 | 5565.84 | 4949.22 | 4771.36 | 4351.34 | 3905.76 | 3916.5 | 3738.32 | 3737.32 | 2584.93 | 2627.06 | 2645 | 2456.07 | 2499.37 | 2532.17 | 2500.78 | 2120.31 | 2074.75 | 104.48 | 99.27 | 99.59 | 94.46 | 94.46 | 90.07 | 90.72 | 86.92 | 87.73 | 88.62
Natural Gas | 40015.8 | 43057.99 | 47278.59 | 43912.88 | 42619.74 | 54093.18 | 63514.07 | 63899.03 | 60403.56 | 59038.3 | 65743.65 | 63421.96 | 62934.24 | 66979.59 | 69561.62 | 74470.26 | 76989.41 | 83922.45 | 101916.1 | 96186.95 | 99728.41 | 105182.5 | 96821.06 | 93319.9 | 95666.85 | 88717.43 | 92233 | 85495.38 | 85813.2 | 82220.93 | 81566.97 | 70336.41 | 70043.93 | 68278.8 | 68627.71 | 67198.62 | 67266.27 | 67505.6 | 68650.61 | 67873.7 | 68202.07 | 67896.58 | 68472.27 | 68041.43 | 68614.28 | 69154.7
Oil | 8193.96 | 7877.58 | 8776.76 | 6929.51 | 7336.52 | 5187.67 | 4561.87 | 4271.87 | 4071.33 | 6616.76 | 5266.72 | 5087.45 | 4150.07 | 4189.29 | 3719.72 | 3511.56 | 3358.75 | 3196.07 | 3370.57 | 2789.51 | 3529.05 | 6677.83 | 4558.28 | 3428.4 | 5989.77 | 2608.05 | 7298.25 | 4931.98 | 5902.13 | 4773.99 | 4550.53 | 6077.36 | 5635.85 | 5525.19 | 5859.8 | 5233.61 | 7917.99 | 5884.44 | 6604.3 | 4278.48 | 4863.56 | 4581.3 | 4987.65 | 4371.99 | 4825.29 | 5720.7
Newfoundland and Labrador
_ | 2005 | 2006 | 2007 | 2008 | 2009 | 2010 | 2011 | 2012 | 2013 | 2014 | 2015 | 2016 | 2017 | 2018 | 2019 | 2020 | 2021 | 2022 | 2023 | 2024 | 2025 | 2026 | 2027 | 2028 | 2029 | 2030 | 2031 | 2032 | 2033 | 2034 | 2035 | 2036 | 2037 | 2038 | 2039 | 2040 | 2041 | 2042 | 2043 | 2044 | 2045 | 2046 | 2047 | 2048 | 2049 | 2050
Hydro / Wave / Tidal | 40741.37 | 41953.37 | 40291.38 | 41897.25 | 36728 | 40286.8 | 40033.37 | 42202.52 | 41441.68 | 39047.83 | 39686 | 39482.99 | 36548 | 41831 | 40798 | 44285.91 | 50459.12 | 51302.94 | 51450.95 | 51596.33 | 51687.53 | 51766.57 | 51847.05 | 52209.73 | 52221 | 52233.74 | 52247.11 | 52260.72 | 52273.37 | 52285.32 | 52368.24 | 52433.39 | 52442.84 | 52449.65 | 52447.73 | 52450.65 | 52451.59 | 52454.57 | 52458.66 | 52458.86 | 52458.86 | 52458.83 | 52458.85 | 52458.8 | 52458.82 | 52458.85
Wind | 0 | 0 | 0 | 0 | 102 | 183 | 198 | 195 | 192 | 176.96 | 172 | 190 | 186 | 206 | 182 | 181.8 | 181.83 | 181.91 | 181.92 | 181.93 | 181.94 | 182 | 182.01 | 182.09 | 182.15 | 183.78 | 185.55 | 187.48 | 189.59 | 192.37 | 215.04 | 228.5 | 244.79 | 261.79 | 285.81 | 319.59 | 371.08 | 442.3 | 536.27 | 643.33 | 759.27 | 860.06 | 917.13 | 945.68 | 967.35 | 982.55
Biomass / Geothermal | 0 | 0 | 0 | 0 | 0 | 0 | 0 | 0 | 0 | 0 | 0 | 0 | 0 | 0 | 0 | 0 | 0 | 0 | 0 | 0 | 0 | 0 | 0 | 0 | 0 | 0 | 0 | 0 | 0 | 0 | 0 | 0 | 0 | 0 | 0 | 0 | 0 | 0 | 0 | 0 | 0 | 0 | 0 | 0 | 0 | 0
Solar | 0 | 0 | 0 | 0 | 0 | 0 | 0 | 0 | 0 | 0 | 0 | 0 | 0 | 0 | 0 | 0 | 0 | 0 | 0 | 0 | 0 | 0 | 0 | 0 | 0 | 0 | 0 | 0 | 0 | 0 | 0 | 0 | 0 | 0 | 0 | 0 | 0 | 0 | 0 | 0 | 0 | 0 | 0 | 0 | 0 | 0
Uranium | 0 | 0 | 0 | 0 | 0 | 0 | 0 | 0 | 0 | 0 | 0 | 0 | 0 | 0 | 0 | 0 | 0 | 0 | 0 | 0 | 0 | 0 | 0 | 0 | 0 | 0 | 0 | 0 | 0 | 0 | 0 | 0 | 0 | 0 | 0 | 0 | 0 | 0 | 0 | 0 | 0 | 0 | 0 | 0 | 0 | 0
Coal & Coke | 0 | 0 | 0 | 0 | 0 | 0 | 0 | 0 | 0 | 0 | 0 | 0 | 0 | 0 | 0 | 0 | 0 | 0 | 0 | 0 | 0 | 0 | 0 | 0 | 0 | 0 | 0 | 0 | 0 | 0 | 0 | 0 | 0 | 0 | 0 | 0 | 0 | 0 | 0 | 0 | 0 | 0 | 0 | 0 | 0 | 0
Natural Gas | 267.07 | 277.82 | 236.77 | 456.94 | 447.62 | 454.97 | 449.29 | 418.8 | 444.36 | 416.68 | 225.22 | 265.72 | 391.17 | 113.27 | 263.31 | 398.28 | 413.95 | 452.33 | 458.89 | 516.14 | 555.08 | 595.08 | 630.86 | 341.65 | 350.7 | 361.93 | 370.79 | 385.85 | 403.13 | 422.53 | 488.69 | 560.97 | 566.85 | 569.88 | 566.48 | 579.49 | 610.58 | 657.46 | 748.67 | 858.39 | 1003.78 | 1145.14 | 1243.72 | 1317.47 | 1380.75 | 1413.07
Oil | 1306.21 | 823.06 | 1305.52 | 1139.06 | 1121.59 | 1017.23 | 1039.36 | 998.93 | 1179.72 | 1595.16 | 1669.78 | 1909.28 | 1778.83 | 1483.73 | 1450.69 | 926.58 | 884.98 | 183.79 | 182.88 | 184.15 | 184.94 | 211.07 | 188.64 | 190.04 | 215.06 | 189.72 | 240.78 | 221.96 | 268.66 | 227.23 | 340.15 | 191.32 | 219.22 | 191.44 | 204.18 | 190.3 | 220.29 | 185.71 | 190.24 | 191.16 | 194.79 | 191.76 | 191.16 | 190.61 | 190.04 | 189.45
Prince Edward Island
_ | 2005 | 2006 | 2007 | 2008 | 2009 | 2010 | 2011 | 2012 | 2013 | 2014 | 2015 | 2016 | 2017 | 2018 | 2019 | 2020 | 2021 | 2022 | 2023 | 2024 | 2025 | 2026 | 2027 | 2028 | 2029 | 2030 | 2031 | 2032 | 2033 | 2034 | 2035 | 2036 | 2037 | 2038 | 2039 | 2040 | 2041 | 2042 | 2043 | 2044 | 2045 | 2046 | 2047 | 2048 | 2049 | 2050
Hydro / Wave / Tidal | 0 | 0 | 0 | 0 | 0 | 0 | 0 | 0 | 0 | 0 | 0 | 0 | 0 | 0 | 0 | 0 | 0 | 0 | 0 | 0 | 0 | 0 | 0 | 0 | 0 | 0 | 0 | 0 | 0 | 0 | 0 | 0 | 0 | 0 | 0 | 0 | 0 | 0 | 0 | 0 | 0 | 0 | 0 | 0 | 0 | 0
Wind | 40 | 36 | 40 | 142 | 347 | 458 | 488 | 468 | 499 | 611.28 | 606 | 594 | 604 | 640 | 645 | 677.27 | 940.07 | 940.02 | 947.11 | 955.04 | 1226.21 | 1234.87 | 1243.91 | 1253.13 | 1262.74 | 1539.39 | 1553.64 | 1568.21 | 1583.18 | 1598.55 | 1614.34 | 1630.47 | 1646.86 | 1663.7 | 1680.8 | 1698.19 | 1715.94 | 1733.89 | 1752.17 | 1770.74 | 1789.25 | 1807.9 | 1826.81 | 1846.04 | 1865.54 | 1885.59
Biomass / Geothermal | 0 | 0 | 0 | 5 | 5 | 5 | 5 | 5 | 5 | 2.5 | 3 | 3 | 2 | 2 | 3 | 3 | 3 | 3 | 3 | 3.53 | 3.53 | 3.53 | 3.53 | 3.53 | 3.53 | 3.53 | 3.53 | 3.53 | 3.53 | 3.53 | 3.53 | 3.53 | 3.53 | 3.53 | 3.53 | 3.53 | 3.53 | 3.53 | 3.53 | 3.53 | 3.53 | 4.49 | 4.49 | 4.49 | 4.49 | 4.49
Solar | 0 | 0 | 0 | 0 | 0 | 0 | 0 | 0 | 0 | 0 | 0 | 0 | 0 | 0 | 0 | 0 | 0 | 3.65 | 3.65 | 7.98 | 12.49 | 17.15 | 21.95 | 26.92 | 32.03 | 37.27 | 42.65 | 48.13 | 53.76 | 59.49 | 65.34 | 71.28 | 77.32 | 83.44 | 89.63 | 95.9 | 102.24 | 108.64 | 115.07 | 121.46 | 127.83 | 134.23 | 140.73 | 147.25 | 153.86 | 160.61
Uranium | 0 | 0 | 0 | 0 | 0 | 0 | 0 | 0 | 0 | 0 | 0 | 0 | 0 | 0 | 0 | 0 | 0 | 0 | 0 | 0 | 0 | 0 | 0 | 0 | 0 | 0 | 0 | 0 | 0 | 0 | 0 | 0 | 0 | 0 | 0 | 0 | 0 | 0 | 0 | 0 | 0 | 0 | 0 | 0 | 0 | 0
Coal & Coke | 0 | 0 | 0 | 0 | 0 | 0 | 0 | 0 | 0 | 0 | 0 | 0 | 0 | 0 | 0 | 0 | 0 | 0 | 0 | 0 | 0 | 0 | 0 | 0 | 0 | 0 | 0 | 0 | 0 | 0 | 0 | 0 | 0 | 0 | 0 | 0 | 0 | 0 | 0 | 0 | 0 | 0 | 0 | 0 | 0 | 0
Natural Gas | 0 | 0 | 0 | 0 | 0 | 0 | 0 | 0 | 0 | 0 | 0 | 0 | 0 | 0 | 0 | 0 | 0 | 0 | 0 | 0 | 0 | 0 | 0 | 0 | 0 | 0 | 0 | 0 | 0 | 0 | 0 | 0 | 0 | 0 | 0 | 0 | 0 | 0 | 0 | 0 | 0 | 0 | 0 | 0 | 0 | 0
Oil | 0.88 | 0.88 | 0.88 | 0.48 | 2.72 | 0 | 0 | 8.16 | 2.17 | 5.8 | 7 | 7 | 7 | 6 | 3 | 18.79 | 18.79 | 48.27 | 27.62 | 27.62 | 18.95 | 53.14 | 18.79 | 17.81 | 17.83 | 9.78 | 45.33 | 45.33 | 39.78 | 9.95 | 28.75 | 1.1 | 1.1 | 1.1 | 1.1 | 1.1 | 485.2 | 339.03 | 342 | 45.15 | 48.27 | 48.27 | 48.27 | 48.27 | 48.27 | 48.27
Nova Scotia
_ | 2005 | 2006 | 2007 | 2008 | 2009 | 2010 | 2011 | 2012 | 2013 | 2014 | 2015 | 2016 | 2017 | 2018 | 2019 | 2020 | 2021 | 2022 | 2023 | 2024 | 2025 | 2026 | 2027 | 2028 | 2029 | 2030 | 2031 | 2032 | 2033 | 2034 | 2035 | 2036 | 2037 | 2038 | 2039 | 2040 | 2041 | 2042 | 2043 | 2044 | 2045 | 2046 | 2047 | 2048 | 2049 | 2050
Hydro / Wave / Tidal | 926.06 | 926.06 | 926.06 | 1096.66 | 1074.14 | 1007.81 | 1112.47 | 851.5 | 1005.76 | 1128.69 | 979.2 | 779.28 | 824.89 | 910.29 | 1001.52 | 1001.51 | 1001.53 | 1001.5 | 1001.5 | 1001.53 | 1001.51 | 1001.51 | 1001.53 | 1001.53 | 1001.53 | 1001.52 | 1001.52 | 1001.5 | 1001.52 | 1001.51 | 1001.52 | 1001.51 | 1001.52 | 1001.52 | 1001.51 | 1001.53 | 1001.52 | 1001.52 | 1001.52 | 1001.52 | 1001.52 | 1054.08 | 1105.85 | 1157.18 | 1207.82 | 1207.82
Wind | 85 | 110 | 157 | 149 | 154 | 387 | 664.19 | 800 | 765 | 748.68 | 803.57 | 999 | 1309 | 1153 | 1057 | 1056.93 | 1057.31 | 1058.1 | 1101.22 | 1102.26 | 1147.93 | 1193.73 | 1239.51 | 1285.7 | 1332.66 | 1418.81 | 1506.32 | 1595.13 | 1686.43 | 1779.67 | 1875.69 | 1925.17 | 1978.23 | 2084.07 | 2200.23 | 2327.44 | 2459.51 | 2603.59 | 2754.38 | 2902.41 | 3041.06 | 3233.53 | 3422.88 | 3615.59 | 3810.58 | 3954
Biomass / Geothermal | 318 | 318 | 318 | 322 | 245 | 378 | 363 | 387 | 331 | 253.9 | 427 | 395 | 288 | 487 | 314 | 233.04 | 265.93 | 269.06 | 265.93 | 265.93 | 264.62 | 265.39 | 265.93 | 264.06 | 264.06 | 264.06 | 264.06 | 210.35 | 210.35 | 210.35 | 210.35 | 210.35 | 210.35 | 210.35 | 210.35 | 210.35 | 241.52 | 229.88 | 212.53 | 212.53 | 203.34 | 195.92 | 196.96 | 198.8 | 200.63 | 200.63
Solar | 0 | 0 | 0 | 0 | 0 | 0 | 0 | 0 | 0 | 0 | 0 | 0 | 0 | 0 | 0 | 0 | 0.22 | 0.61 | 1.03 | 1.36 | 1.78 | 2.22 | 2.64 | 3.06 | 3.5 | 4 | 4.56 | 5.84 | 7.2 | 26.8 | 28.92 | 31.78 | 35.59 | 58.67 | 84.44 | 112.89 | 155.86 | 199.26 | 243.6 | 286.18 | 325.41 | 362.55 | 400.36 | 441.67 | 485.07 | 528.46
Uranium | 0 | 0 | 0 | 0 | 0 | 0 | 0 | 0 | 0 | 0 | 0 | 0 | 0 | 0 | 0 | 0 | 0 | 0 | 0 | 0 | 0 | 0 | 0 | 0 | 0 | 0 | 0 | 0 | 0 | 0 | 0 | 0 | 0 | 0 | 0 | 0 | 0 | 0 | 0 | 0 | 0 | 0 | 0 | 0 | 0 | 0
Coal & Coke | 8374.98 | 8119.94 | 8768.63 | 8765.97 | 7688.15 | 7492.97 | 6494.95 | 6173.75 | 6848.48 | 5521.82 | 4854.08 | 4812.21 | 4829.16 | 4959.76 | 4972.72 | 3725.57 | 3842.88 | 4108.59 | 3869.49 | 3950.68 | 3334.07 | 3378.63 | 3380.7 | 3373.67 | 3384.41 | 3372.76 | 3406.32 | 2280.76 | 2323.83 | 2346.05 | 2158.25 | 2200.01 | 2233.2 | 2215.13 | 1834.74 | 1799.29 | 0 | 0 | 0 | 0 | 0 | 0 | 0 | 0 | 0 | 0
Natural Gas | 165.12 | 354.87 | 804.62 | 1158.91 | 1489.51 | 2111.4 | 2260.78 | 2103.87 | 1291.85 | 1363.72 | 2630.25 | 2462.57 | 2564.71 | 2328.57 | 2106.49 | 1156.43 | 1090.7 | 978.09 | 1059.95 | 880.78 | 1474.43 | 1419.39 | 1414.75 | 1412.63 | 1411.56 | 1410.32 | 1407.75 | 2757.85 | 2798.09 | 2828.68 | 3047.81 | 3084.37 | 3118.41 | 3124.29 | 3404.56 | 3398.26 | 3447.3 | 3386.2 | 3323.85 | 3253.48 | 3169.65 | 3094.09 | 3047.93 | 2990.62 | 2930.7 | 2932.47
Oil | 1911.5 | 1624.09 | 1586.95 | 708.16 | 1014.59 | 563.73 | 693.24 | 762.46 | 512.59 | 1608.56 | 491.61 | 348.22 | 247.13 | 309.67 | 207.79 | 78.3 | 98.34 | 76.68 | 150.4 | 171.31 | 137.75 | 150.11 | 152.65 | 156.13 | 160.62 | 163.81 | 169.88 | 46.27 | 57.77 | 65.05 | 113.32 | 118.6 | 122.92 | 119.62 | 176.02 | 160.7 | 798.22 | 756.95 | 698.56 | 632.3 | 558.49 | 559.81 | 497.69 | 438.72 | 407.32 | 407.56
New Brunswick
_ | 2005 | 2006 | 2007 | 2008 | 2009 | 2010 | 2011 | 2012 | 2013 | 2014 | 2015 | 2016 | 2017 | 2018 | 2019 | 2020 | 2021 | 2022 | 2023 | 2024 | 2025 | 2026 | 2027 | 2028 | 2029 | 2030 | 2031 | 2032 | 2033 | 2034 | 2035 | 2036 | 2037 | 2038 | 2039 | 2040 | 2041 | 2042 | 2043 | 2044 | 2045 | 2046 | 2047 | 2048 | 2049 | 2050
Hydro / Wave / Tidal | 3875 | 3731 | 2793.76 | 3536.09 | 2964.24 | 3325.35 | 3921.29 | 2957.28 | 3410.31 | 2963.11 | 2615 | 3262 | 2597 | 2535 | 2994 | 2994.02 | 2993.98 | 2993.98 | 2994.01 | 3033.23 | 3033.24 | 3033.24 | 3033.24 | 3033.25 | 3033.25 | 3033.26 | 3033.23 | 3033.26 | 3033.23 | 3033.23 | 3033.27 | 3033.23 | 3033.25 | 3033.26 | 3033.25 | 3033.23 | 3033.23 | 3033.25 | 3033.23 | 3033.24 | 3033.25 | 3063.65 | 3093.78 | 3123.73 | 3123.74 | 3123.74
Wind | 0 | 0 | 0 | 0 | 270 | 389 | 693 | 733 | 737 | 785.85 | 792 | 766 | 781 | 825 | 888 | 888.01 | 1030.39 | 1153.45 | 1188.75 | 1222.44 | 1255.77 | 1289.03 | 1322.22 | 1355.24 | 1388.23 | 1421.09 | 1453.85 | 1486.77 | 1624.79 | 1657.67 | 1749.22 | 1808.8 | 1870.01 | 1934.38 | 2014.28 | 2117.09 | 2232.51 | 2390.03 | 2602.89 | 2890.01 | 3179.19 | 3449.43 | 3613.69 | 3710.42 | 3736.47 | 3743.52
Biomass / Geothermal | 610 | 610 | 562 | 647 | 576 | 585 | 569 | 579 | 558 | 474.7 | 309 | 328 | 270 | 508 | 505 | 505 | 505 | 505 | 505 | 505 | 505 | 505 | 505 | 505 | 505 | 505 | 505 | 505 | 505 | 505 | 505 | 505 | 505 | 505 | 505 | 505 | 505 | 505 | 505 | 505 | 505 | 509.39 | 509.39 | 509.39 | 509.39 | 509.39
Solar | 0 | 0 | 0 | 0 | 0 | 0 | 0 | 0 | 0 | 0 | 0 | 0 | 0 | 0 | 0 | 0 | 0.14 | 18.43 | 18.68 | 35.58 | 105.26 | 122.26 | 139.28 | 156.21 | 172.99 | 189.78 | 206.31 | 222.86 | 239.36 | 255.74 | 291.57 | 317.96 | 345.06 | 370.1 | 399.79 | 436.37 | 531.71 | 649.07 | 787.77 | 829.47 | 903.32 | 974.54 | 1012.77 | 1033.11 | 1040.92 | 1042.67
Uranium | 4378 | 4366 | 4119 | 1129 | 0 | 0 | 0 | 409 | 4479 | 5012.22 | 4277 | 4545 | 5120 | 4874 | 5016 | 4940.64 | 4940.64 | 4940.64 | 4940.64 | 4940.64 | 4940.64 | 4940.64 | 4940.64 | 4940.64 | 4940.64 | 4940.64 | 4940.64 | 4940.64 | 4940.64 | 4940.64 | 4940.64 | 4940.64 | 4940.64 | 4940.64 | 4940.64 | 4940.64 | 0 | 0 | 0 | 5353.22 | 5353.23 | 5353.25 | 5353.25 | 5353.23 | 5353.25 | 5353.24
Coal & Coke | 3101.05 | 3107.93 | 3093.98 | 3127.39 | 3123.34 | 2308.09 | 2613.65 | 2110.21 | 2612.52 | 3100.21 | 1734.25 | 2206.12 | 2106.72 | 2351.71 | 1831.15 | 2138.6 | 2138.6 | 2138.6 | 171.09 | 171.09 | 171.09 | 171.09 | 171.09 | 171.09 | 171.09 | 171.09 | 171.09 | 171.09 | 171.09 | 171.09 | 171.09 | 171.09 | 171.09 | 171.09 | 171.09 | 171.09 | 0 | 0 | 0 | 0 | 0 | 0 | 0 | 0 | 0 | 0
Natural Gas | 1980 | 2332 | 1876 | 1483 | 1974 | 2035 | 2177 | 1967 | 1966 | 2016.2 | 3143 | 3420 | 2337 | 2065 | 1941 | 1304.76 | 1166.85 | 1186.61 | 1166.86 | 1164.87 | 1186.64 | 1234.08 | 905.98 | 732.13 | 819.19 | 591.89 | 1002.01 | 982.33 | 945.03 | 909.17 | 937 | 586.91 | 596.66 | 365.66 | 385.1 | 383.45 | 0.12 | 0.12 | 0.12 | 0.01 | 0.01 | 0.03 | 0.03 | 0.01 | 0.01 | 0.01
Oil | 3622.76 | 3622.79 | 3622.74 | 3341.97 | 4200.75 | 2546.01 | 1910.48 | 1629.3 | 1323.38 | 1592.6 | 1069.75 | 700.88 | 253.28 | 386.29 | 184.85 | 1232.84 | 835.85 | 1463.66 | 1136.24 | 977.97 | 1050.45 | 1512.41 | 851.87 | 576.27 | 927.46 | 309.67 | 1680.38 | 1579.86 | 1739.05 | 1615.61 | 1688.05 | 693.43 | 203.03 | 888.42 | 971.75 | 964.68 | 1392.12 | 1071.39 | 1030.89 | 19.97 | 59.47 | 54.66 | 99.67 | 75.98 | 78.52 | 90.41
Quebec
_ | 2005 | 2006 | 2007 | 2008 | 2009 | 2010 | 2011 | 2012 | 2013 | 2014 | 2015 | 2016 | 2017 | 2018 | 2019 | 2020 | 2021 | 2022 | 2023 | 2024 | 2025 | 2026 | 2027 | 2028 | 2029 | 2030 | 2031 | 2032 | 2033 | 2034 | 2035 | 2036 | 2037 | 2038 | 2039 | 2040 | 2041 | 2042 | 2043 | 2044 | 2045 | 2046 | 2047 | 2048 | 2049 | 2050
Hydro / Wave / Tidal | 173112.6 | 172347.6 | 180856.6 | 187783.8 | 189423 | 177402.2 | 189675.6 | 191955.4 | 202512.3 | 197207.4 | 194413.3 | 197315.9 | 201677.6 | 199829.6 | 199599.8 | 201613.1 | 201612.9 | 201613.1 | 207642.5 | 207984.9 | 208292.9 | 208293 | 208292.8 | 208292.9 | 208293 | 216247 | 216524.5 | 216524.5 | 216524.5 | 216774.1 | 216774 | 216998.5 | 217200.9 | 217383 | 217382.8 | 217546.6 | 217546.6 | 217546.6 | 217546.6 | 217546.6 | 217546.6 | 217546.5 | 217546.6 | 217546.6 | 217546.6 | 217546.8
Wind | 416 | 419 | 617 | 565 | 1322 | 1535.14 | 1393.8 | 2278.06 | 4717.86 | 6124.31 | 6421 | 9781 | 9905 | 10640 | 11097 | 10587.86 | 10588.55 | 10590.22 | 10950.85 | 13124.59 | 13402.85 | 13745.53 | 14090.14 | 14435.59 | 14780.64 | 15175.99 | 15578.16 | 15987.86 | 16407.01 | 16835.11 | 17319.31 | 17804.98 | 18303.8 | 18843.77 | 19418.4 | 20219.37 | 21165.37 | 22210.97 | 23321.97 | 24396.64 | 25410.54 | 26346.15 | 27153.79 | 27901.61 | 28625.62 | 29345.68
Biomass / Geothermal | 646 | 646 | 646 | 439 | 550 | 843.91 | 1088.82 | 1232.85 | 1613.84 | 943.52 | 925.31 | 1348.41 | 1705.73 | 1627.51 | 1511.07 | 1162.75 | 1243.71 | 1243.7 | 1243.67 | 1286.71 | 1329.18 | 1329 | 1328.96 | 1328.92 | 1328.87 | 1328.81 | 1328.75 | 1328.72 | 1328.67 | 1328.6 | 1328.49 | 1369.34 | 1409.91 | 1449.5 | 1489.65 | 1528.81 | 1528.49 | 1528.14 | 1527.73 | 1527.27 | 1526.7 | 1562.61 | 1561.77 | 1560.77 | 1559.51 | 1557.93
Solar | 0 | 0 | 0 | 0 | 0 | 0 | 0 | 0 | 0 | 0 | 1 | 1 | 1 | 1 | 1 | 0.26 | 0.95 | 188.22 | 372.99 | 612.9 | 730.36 | 909.67 | 1089.5 | 1269.24 | 1446.04 | 1625.64 | 1807.78 | 1991.71 | 2185.68 | 2381.35 | 2628.27 | 2872.66 | 3137.85 | 3430.51 | 3797.85 | 4217.36 | 4766.13 | 5402.34 | 6095.36 | 6748.21 | 7350.14 | 7873.87 | 8274.48 | 8614.82 | 8928.85 | 9235.25
Uranium | 4321.58 | 4321.58 | 4321.58 | 3624.23 | 3596.28 | 3551.59 | 3525.22 | 4212.62 | 0 | 0 | 0 | 0 | 0 | 0 | 0 | 0 | 0 | 0 | 0 | 0 | 0 | 0 | 0 | 0 | 0 | 0 | 0 | 0 | 0 | 0 | 0 | 0 | 0 | 0 | 0 | 0 | 0 | 0 | 0 | 0 | 0 | 0 | 0 | 0 | 0 | 0
Coal & Coke | 0 | 0 | 0 | 0 | 0 | 0 | 0 | 0 | 0 | 0 | 0 | 0 | 0 | 0 | 0 | 0 | 0 | 0 | 0 | 0 | 0 | 0 | 0 | 0 | 0 | 0 | 0 | 0 | 0 | 0 | 0 | 0 | 0 | 0 | 0 | 0 | 0 | 0 | 0 | 0 | 0 | 0 | 0 | 0 | 0 | 0
Natural Gas | 269 | 1326 | 3945 | 228 | 264 | 222.4 | 174.24 | 185.01 | 112.84 | 156.54 | 141.41 | 164.89 | 188.25 | 169.76 | 163.06 | 163.21 | 153.14 | 158.82 | 159.8 | 160.19 | 160.55 | 160.81 | 161.49 | 162.25 | 163.29 | 164.42 | 164.75 | 164.46 | 164.35 | 164.47 | 165.41 | 165.8 | 166.73 | 167.37 | 168.26 | 169.08 | 171.03 | 172.43 | 174.08 | 175.6 | 177.25 | 179.03 | 180.84 | 182.64 | 184.57 | 186.63
Oil | 180.26 | 366.03 | 668.83 | 532.89 | 392.12 | 585.88 | 546.18 | 518.65 | 475.06 | 496.68 | 532.04 | 660.06 | 421.08 | 593.07 | 501.07 | 501.05 | 501.03 | 501.04 | 501.07 | 501.13 | 501.23 | 501.41 | 501.45 | 501.49 | 501.54 | 501.6 | 501.66 | 501.69 | 501.74 | 501.81 | 393.94 | 394.08 | 394.25 | 394.43 | 394.66 | 394.93 | 395.24 | 395.6 | 396.01 | 396.46 | 397.03 | 397.74 | 398.58 | 399.58 | 400.84 | 402.43
Ontario
_ | 2005 | 2006 | 2007 | 2008 | 2009 | 2010 | 2011 | 2012 | 2013 | 2014 | 2015 | 2016 | 2017 | 2018 | 2019 | 2020 | 2021 | 2022 | 2023 | 2024 | 2025 | 2026 | 2027 | 2028 | 2029 | 2030 | 2031 | 2032 | 2033 | 2034 | 2035 | 2036 | 2037 | 2038 | 2039 | 2040 | 2041 | 2042 | 2043 | 2044 | 2045 | 2046 | 2047 | 2048 | 2049 | 2050
Hydro / Wave / Tidal | 35480 | 36031.99 | 34315 | 39614.99 | 39685.01 | 32555 | 34907 | 33887 | 37936 | 39199.48 | 35042.89 | 36513 | 40016.01 | 38280.99 | 36210.02 | 40201.39 | 40194.48 | 40229.9 | 40230.12 | 40193.25 | 40193.36 | 40262.2 | 40228.11 | 40230.24 | 40262.21 | 40262.18 | 40863.48 | 40863.46 | 40863.46 | 41404.65 | 41404.67 | 41891.73 | 41891.72 | 41891.7 | 41891.71 | 41891.71 | 42330.06 | 42724.61 | 42724.61 | 42724.59 | 42724.62 | 42724.6 | 42724.61 | 42724.62 | 42724.63 | 42724.63
Wind | 26 | 145 | 494 | 1400 | 2300 | 2800 | 3900 | 4600 | 5200 | 6900.64 | 11396 | 10758 | 10464 | 11922.01 | 10957 | 14436.84 | 15840.41 | 15845.88 | 15851.45 | 15857.69 | 15864.13 | 15873.41 | 15883.12 | 15893.64 | 15906.04 | 20454.37 | 23480.44 | 26519.73 | 27144.23 | 27777.52 | 28650.55 | 29519.65 | 30468.08 | 34029.57 | 35345.52 | 39642.56 | 42406.09 | 48126.72 | 51957.77 | 57907.68 | 61081.6 | 66113.36 | 67863.91 | 71512.89 | 72496.14 | 73400.41
Biomass / Geothermal | 807.53 | 733.51 | 598.95 | 484.04 | 657.05 | 735.1 | 607.89 | 672.86 | 586.34 | 905.14 | 937.11 | 1444.15 | 962.05 | 1310.77 | 1249.39 | 756.17 | 767.62 | 773.88 | 772.61 | 759.22 | 758.82 | 784.37 | 770.68 | 769.88 | 781.76 | 780.58 | 780.41 | 767.81 | 780.87 | 754.83 | 754.27 | 779.3 | 765.67 | 765.03 | 764.29 | 750.62 | 754.81 | 784.72 | 783.36 | 782.12 | 782.76 | 787.71 | 786.25 | 784.8 | 783.24 | 783.61
Solar | 0 | 0 | 0 | 0 | 5 | 123 | 398 | 842 | 1173 | 1757.71 | 1425 | 1776 | 1998 | 2163 | 2168 | 2168 | 2169.97 | 2174.56 | 2179.17 | 2184.78 | 2189.98 | 2196.85 | 2204.68 | 2213.55 | 2548.61 | 3038.16 | 3198.15 | 3699.65 | 4069.13 | 4459.73 | 5072.47 | 5675.31 | 6347.37 | 7330.43 | 8323.26 | 9958.99 | 12186.32 | 15133.07 | 18326.67 | 21566.41 | 24227.89 | 26587.89 | 27950.43 | 29111.9 | 29805.31 | 30297.55
Uranium | 77969 | 83457 | 79750 | 85832 | 81395.98 | 81975 | 84766 | 84866 | 93102.99 | 96195.59 | 91768.98 | 91142.01 | 90445 | 90155.01 | 90454 | 78513.96 | 73695.8 | 76110.52 | 64975.64 | 75346.56 | 68445.5 | 63105.11 | 69400.34 | 75838.45 | 70893.45 | 77736.77 | 71040.09 | 77883.41 | 77924.14 | 84767.45 | 86590.41 | 86590.41 | 86632.02 | 86632.02 | 86715.24 | 86881.68 | 87048.12 | 87214.55 | 87381 | 87589.05 | 87797.09 | 88213.2 | 89045.4 | 89877.59 | 90709.79 | 90709.79
Coal & Coke | 28734.08 | 23808.08 | 27468.72 | 22638.21 | 10461.15 | 10336.62 | 4329.34 | 3596.74 | 2742.24 | 94.81 | 0 | 0 | 0 | 0 | 0 | 0 | 0 | 0 | 0 | 0 | 0 | 0 | 0 | 0 | 0 | 0 | 0 | 0 | 0 | 0 | 0 | 0 | 0 | 0 | 0 | 0 | 0 | 0 | 0 | 0 | 0 | 0 | 0 | 0 | 0 | 0
Natural Gas | 13282.59 | 11807.7 | 13530.81 | 11214.3 | 7490.9 | 16885.54 | 24281.59 | 23380.22 | 18653.16 | 15720.97 | 16218.48 | 14862.2 | 8378.62 | 11831.22 | 11504.17 | 9751.43 | 12661.08 | 16084.9 | 19884.34 | 13823.89 | 17526.53 | 23150.5 | 20545.72 | 19372.94 | 25389.35 | 21398.93 | 26543.49 | 20464.93 | 20015.42 | 16768.24 | 16155.25 | 5265.33 | 4989.55 | 4046.97 | 4037.94 | 3694.78 | 3993.06 | 4469.17 | 4732.95 | 4432.57 | 4596.84 | 4613.88 | 4757.44 | 4601.67 | 4709.57 | 4852.41
Oil | 309.95 | 309.95 | 309.95 | 182.56 | 215.24 | 73.47 | 45.67 | 65.78 | 45.15 | 381.13 | 657.48 | 544.26 | 377.97 | 459.69 | 409.18 | 15.38 | 156.56 | 132.34 | 539.23 | 84.08 | 1000.86 | 3605.96 | 2234.28 | 1372.22 | 3631.94 | 875.73 | 4113.85 | 1998.32 | 2758.81 | 1821.14 | 1456.37 | 4175.85 | 4212.34 | 3408.68 | 3589.03 | 3003.27 | 4115.29 | 2659.02 | 3427.68 | 2475.3 | 3127.13 | 2847.24 | 3271.8 | 2712.5 | 3184.36 | 4029.9
Manitoba
_ | 2005 | 2006 | 2007 | 2008 | 2009 | 2010 | 2011 | 2012 | 2013 | 2014 | 2015 | 2016 | 2017 | 2018 | 2019 | 2020 | 2021 | 2022 | 2023 | 2024 | 2025 | 2026 | 2027 | 2028 | 2029 | 2030 | 2031 | 2032 | 2033 | 2034 | 2035 | 2036 | 2037 | 2038 | 2039 | 2040 | 2041 | 2042 | 2043 | 2044 | 2045 | 2046 | 2047 | 2048 | 2049 | 2050
Hydro / Wave / Tidal | 36440 | 33651 | 33513 | 34588 | 33549 | 33269 | 34206 | 32185 | 35337 | 34494.88 | 34774 | 36599 | 35991 | 30732 | 32935 | 33738.22 | 34368.94 | 38153.28 | 38153.25 | 38153.26 | 38153.27 | 38153.23 | 38153.27 | 38191.41 | 38229.63 | 38267.86 | 38306.09 | 38344.42 | 38382.78 | 38421.12 | 38459.58 | 38498.03 | 38536.49 | 38575.08 | 38613.64 | 38652.24 | 38690.93 | 38729.61 | 38768.31 | 38807.06 | 38845.89 | 38884.71 | 38923.6 | 38962.55 | 39001.5 | 39040.56
Wind | 53 | 325 | 325 | 412 | 365 | 343 | 747 | 877 | 868 | 911.32 | 903 | 966 | 927 | 873 | 884 | 884 | 885 | 887.31 | 889.64 | 1008.18 | 1124.35 | 1245.17 | 1369.69 | 1497.67 | 1628.83 | 1770.91 | 1916.32 | 2065.79 | 2223.11 | 2384.03 | 2552.8 | 2727.04 | 2908.15 | 3100.09 | 3309.26 | 3548.76 | 3835.53 | 4146.99 | 4478.46 | 4795.55 | 5092.35 | 5370.75 | 5619.18 | 5852.22 | 6080.23 | 6301.06
Biomass / Geothermal | 27.33 | 32 | 27 | 38 | 0 | 0 | 0 | 39 | 42 | 64.4 | 82 | 108 | 56 | 46 | 82 | 82 | 82 | 82 | 82 | 82 | 82 | 82 | 82 | 82 | 82 | 82 | 82 | 82 | 82 | 82 | 82 | 82 | 82 | 82 | 82 | 82 | 82 | 82 | 82 | 82 | 82 | 82 | 82 | 82 | 82 | 82
Solar | 0 | 0 | 0 | 0 | 0 | 0 | 0 | 0 | 0 | 0 | 0 | 0 | 0 | 0 | 0 | 5.26 | 6.26 | 8.26 | 10.37 | 70.16 | 72.97 | 76.02 | 79.27 | 82.78 | 86.69 | 90.97 | 95.48 | 100.62 | 110.4 | 120.88 | 136.36 | 154.73 | 244.35 | 345.37 | 463.64 | 609.78 | 798.98 | 1010.43 | 1240.03 | 1455.72 | 1651.96 | 1830.27 | 1979.73 | 2113.79 | 2234.43 | 2353.86
Uranium | 0 | 0 | 0 | 0 | 0 | 0 | 0 | 0 | 0 | 0 | 0 | 0 | 0 | 0 | 0 | 0 | 0 | 0 | 0 | 0 | 0 | 0 | 0 | 0 | 0 | 0 | 0 | 0 | 0 | 0 | 0 | 0 | 0 | 0 | 0 | 0 | 0 | 0 | 0 | 0 | 0 | 0 | 0 | 0 | 0 | 0
Coal & Coke | 413.26 | 316.98 | 380.97 | 380.18 | 137.79 | 43.57 | 48.77 | 50.54 | 64.18 | 67.62 | 61.83 | 27.48 | 29.44 | 4.91 | 0 | 0 | 0 | 0 | 0 | 0 | 0 | 0 | 0 | 0 | 0 | 0 | 0 | 0 | 0 | 0 | 0 | 0 | 0 | 0 | 0 | 0 | 0 | 0 | 0 | 0 | 0 | 0 | 0 | 0 | 0 | 0
Natural Gas | 41.65 | 90.76 | 172.59 | 133.66 | 129.41 | 98.95 | 109.3 | 60.7 | 30.49 | 32.09 | 119.35 | 69.02 | 70.72 | 51.46 | 39.9 | 247.24 | 380.91 | 151.2 | 151.08 | 116.1 | 150.65 | 115.51 | 115.51 | 57.19 | 57.19 | 22.2 | 22.16 | 22.11 | 22.06 | 22.01 | 21.96 | 21.92 | 21.87 | 21.81 | 21.75 | 21.7 | 21.7 | 21.7 | 21.7 | 21.69 | 21.69 | 21.68 | 21.68 | 21.67 | 192.58 | 168.86
Oil | 8.29 | 7.35 | 10.64 | 9.45 | 4.71 | 2.37 | 3.53 | 2.65 | 1.93 | 6.79 | 5.82 | 2.51 | 2.84 | 1.64 | 1.1 | 10.78 | 19.85 | 0.47 | 0.6 | 0.77 | 1.02 | 1.37 | 1.37 | 1.37 | 1.37 | 1.38 | 1.41 | 1.46 | 1.51 | 1.56 | 1.61 | 1.66 | 1.71 | 1.76 | 1.82 | 1.88 | 1.87 | 1.87 | 1.87 | 1.88 | 1.89 | 1.89 | 1.9 | 1.91 | 33.93 | 24.1
Alberta
_ | 2005 | 2006 | 2007 | 2008 | 2009 | 2010 | 2011 | 2012 | 2013 | 2014 | 2015 | 2016 | 2017 | 2018 | 2019 | 2020 | 2021 | 2022 | 2023 | 2024 | 2025 | 2026 | 2027 | 2028 | 2029 | 2030 | 2031 | 2032 | 2033 | 2034 | 2035 | 2036 | 2037 | 2038 | 2039 | 2040 | 2041 | 2042 | 2043 | 2044 | 2045 | 2046 | 2047 | 2048 | 2049 | 2050
Hydro / Wave / Tidal | 2316 | 1966 | 2113 | 2150 | 1695 | 1620 | 2036 | 2319 | 2028 | 1821.38 | 1977 | 1971 | 2062 | 1991 | 2043 | 2043.02 | 2042.98 | 2034.64 | 1733.2 | 1752.85 | 1749.79 | 1749.74 | 1730.78 | 1306.46 | 800.58 | 1083.69 | 908.48 | 722.81 | 685.25 | 666.41 | 634.45 | 622.97 | 622.1 | 596.49 | 599.95 | 554 | 557.14 | 529.51 | 524.26 | 508.21 | 493.01 | 480.62 | 486.98 | 478.84 | 491.28 | 505.55
Wind | 741 | 921 | 1430 | 1473 | 1558 | 1629 | 2372 | 2601 | 3058 | 3518.87 | 4089 | 4586 | 4634 | 4119 | 4206 | 4206 | 4206.11 | 15769.94 | 15347.17 | 15301.37 | 15129.24 | 15071.71 | 21206.05 | 23490.57 | 27204.89 | 29182.71 | 30569.98 | 31781.22 | 30619.53 | 30246.01 | 29004.62 | 29035.8 | 29254.17 | 29980.02 | 30361.1 | 30113.61 | 30451.95 | 31252.58 | 30938.7 | 32060.54 | 31143.44 | 32308.49 | 32693.2 | 34076.6 | 34900.14 | 35844.17
Biomass / Geothermal | 1725.17 | 1855.17 | 1870.36 | 1917.39 | 1861.5 | 1908.78 | 1972.19 | 2089.12 | 2250.1 | 3497.7 | 2120.3 | 2127.45 | 1158.51 | 1837.13 | 1844.11 | 1631.82 | 1631.82 | 1807.02 | 1788.06 | 1785.96 | 1778.17 | 1775.53 | 1743 | 1671.79 | 1606.43 | 1482.13 | 1419.91 | 1353.69 | 1340.59 | 1333.82 | 1322.39 | 1318.26 | 1317.95 | 1308.77 | 1310.01 | 1295.63 | 1296.79 | 1286.81 | 1284.92 | 1279.12 | 1273.63 | 1269.14 | 1271.44 | 1268.5 | 1273 | 1278.17
Solar | 0 | 0 | 0 | 0 | 0 | 0 | 0 | 0 | 0 | 0 | 0 | 2 | 2 | 25 | 23 | 23 | 319.41 | 912.5 | 888.66 | 886.52 | 876.85 | 1015.56 | 1102.56 | 989.34 | 1780.21 | 2017.55 | 2303.01 | 2376.67 | 2755.79 | 3185.11 | 4935.75 | 5068.67 | 5262.64 | 5271.81 | 5422.67 | 7129.05 | 7325.38 | 7135.43 | 7082.7 | 6935.56 | 8459.59 | 8325.47 | 8455.52 | 8385.52 | 8617.13 | 8876.16
Uranium | 0 | 0 | 0 | 0 | 0 | 0 | 0 | 0 | 0 | 0 | 0 | 0 | 0 | 0 | 0 | 0 | 0 | 0 | 0 | 0 | 0 | 0 | 0 | 0 | 0 | 0 | 0 | 0 | 0 | 0 | 0 | 0 | 0 | 0 | 0 | 0 | 0 | 0 | 0 | 0 | 0 | 0 | 0 | 0 | 0 | 0
Coal & Coke | 43581.07 | 44117.04 | 43868.23 | 42131.1 | 40805 | 37566.91 | 38509.52 | 38070.06 | 38933.51 | 43727.18 | 38468.68 | 38222.75 | 36385.09 | 28913.59 | 27252.84 | 23554.78 | 27816.82 | 11779.94 | 0 | 0 | 0 | 0 | 0 | 0 | 0 | 0 | 0 | 0 | 0 | 0 | 0 | 0 | 0 | 0 | 0 | 0 | 0 | 0 | 0 | 0 | 0 | 0 | 0 | 0 | 0 | 0
Natural Gas | 19568.76 | 22063.15 | 22337.97 | 23347.1 | 26233.32 | 27594.87 | 28106.9 | 29938.05 | 31739.48 | 31585.45 | 33998.07 | 31541.04 | 36050.99 | 38692.25 | 40690.34 | 45033.64 | 44597.28 | 48861.02 | 62823.52 | 63023.13 | 62955.26 | 62878.33 | 57075.95 | 55581.21 | 52228.42 | 50221.23 | 49182.05 | 48479.39 | 49363.9 | 49454.04 | 49209.95 | 49402.66 | 49388.26 | 49331.63 | 49391.52 | 48698.59 | 48755.52 | 48744.78 | 49579.11 | 49257.11 | 49388.85 | 49129.14 | 49479.16 | 49305.12 | 49573.04 | 49880.18
Oil | 509.44 | 860.08 | 922.06 | 635.87 | 14.15 | 26.51 | 25.4 | 28.93 | 27 | 78.41 | 80.24 | 48.21 | 98.92 | 38.16 | 63.82 | 55.32 | 117.3 | 80.62 | 82.7 | 92.57 | 101.95 | 112.55 | 103.49 | 89.13 | 75.93 | 54.75 | 46.32 | 37.94 | 36.9 | 36.14 | 34.27 | 33.31 | 33 | 31.58 | 31.64 | 29.45 | 28.4 | 26.02 | 24.87 | 23.42 | 22.02 | 20.74 | 20.36 | 19.41 | 19.25 | 19.08
British Columbia
_ | 2005 | 2006 | 2007 | 2008 | 2009 | 2010 | 2011 | 2012 | 2013 | 2014 | 2015 | 2016 | 2017 | 2018 | 2019 | 2020 | 2021 | 2022 | 2023 | 2024 | 2025 | 2026 | 2027 | 2028 | 2029 | 2030 | 2031 | 2032 | 2033 | 2034 | 2035 | 2036 | 2037 | 2038 | 2039 | 2040 | 2041 | 2042 | 2043 | 2044 | 2045 | 2046 | 2047 | 2048 | 2049 | 2050
Hydro / Wave / Tidal | 60327 | 53902.91 | 64015.8 | 58525.63 | 56298.4 | 53970.88 | 60772.07 | 64477.04 | 58666.27 | 57572.87 | 64999.01 | 61840 | 66503.02 | 61791 | 56107.99 | 56127.08 | 56127.05 | 72486.33 | 72486.34 | 72486.27 | 77593.37 | 77593.43 | 77593.41 | 77593.44 | 77593.48 | 77954.07 | 78316.42 | 78680.71 | 79046.68 | 79414.53 | 80144.73 | 80840.68 | 81506.09 | 82144.13 | 82521.28 | 82900.36 | 83281.26 | 83664.05 | 84048.87 | 84435.52 | 84824.08 | 85214.98 | 85607.39 | 86001.7 | 85654.5 | 86796.58
Wind | 0 | 0 | 0 | 0 | 34 | 123 | 484.6 | 507.98 | 860 | 1071.14 | 868 | 1223 | 1631 | 1724 | 1693 | 1693 | 1693.86 | 1695.92 | 1698.09 | 1990.71 | 2290.09 | 2299.24 | 2634.67 | 2987.27 | 3337.63 | 3740.1 | 4174.42 | 4651.75 | 5187.16 | 5769.82 | 6938.97 | 8308.9 | 9632.63 | 11012.51 | 12317.75 | 13408.14 | 13982.74 | 14505.43 | 15136.01 | 15792.09 | 16357.15 | 16932 | 17519.91 | 18122.06 | 18753.17 | 19386.72
Biomass / Geothermal | 2863.41 | 2948.7 | 2948.7 | 2467.38 | 2162.84 | 3810.74 | 4111 | 4034.09 | 3821.9 | 5856.07 | 3658.62 | 4486.41 | 1858.06 | 3319.56 | 3275.15 | 3275.54 | 3310.29 | 3292.73 | 3288.62 | 3287.18 | 3285.82 | 3284.92 | 3281.87 | 3278.72 | 3274.56 | 3269.22 | 3268.4 | 3269.72 | 3270.62 | 3269.51 | 3266.8 | 3262.89 | 3258.86 | 3255.35 | 3251.12 | 3246.78 | 3237.46 | 3228.3 | 3218.65 | 3209.34 | 3198.75 | 3186.73 | 3174.13 | 3161 | 3146.22 | 3129.69
Solar | 0 | 0 | 0 | 0 | 0 | 0 | 0 | 0 | 0 | 0 | 0 | 0 | 0 | 2 | 2 | 19.54 | 20.37 | 22.15 | 59.19 | 61.25 | 63.61 | 102.16 | 105.69 | 109.38 | 149.29 | 164.97 | 387.48 | 657.83 | 1007.56 | 1364.51 | 2282.84 | 2904.97 | 3515.96 | 4136.49 | 4731.88 | 5110.41 | 5445.8 | 5730.04 | 6109.41 | 6514.28 | 6842.57 | 7170.24 | 7508.62 | 7856.21 | 8235.89 | 8396.49
Uranium | 0 | 0 | 0 | 0 | 0 | 0 | 0 | 0 | 0 | 0 | 0 | 0 | 0 | 0 | 0 | 0 | 0 | 0 | 0 | 0 | 0 | 0 | 0 | 0 | 0 | 0 | 0 | 0 | 0 | 0 | 0 | 0 | 0 | 0 | 0 | 0 | 0 | 0 | 0 | 0 | 0 | 0 | 0 | 0 | 0 | 0
Coal & Coke | 0 | 0 | 0 | 0 | 0 | 0 | 0 | 0 | 0 | 0 | 0 | 0 | 0 | 0 | 0 | 0 | 0 | 0 | 0 | 0 | 0 | 0 | 0 | 0 | 0 | 0 | 0 | 0 | 0 | 0 | 0 | 0 | 0 | 0 | 0 | 0 | 0 | 0 | 0 | 0 | 0 | 0 | 0 | 0 | 0 | 0
Natural Gas | 2382.92 | 2388.62 | 2388.62 | 2635.13 | 1635.69 | 2089 | 3214.86 | 2557.92 | 1520.03 | 1689.2 | 1768.08 | 1872.05 | 3761.41 | 2122.27 | 2948.6 | 1330.82 | 1290.78 | 1300.28 | 1304.49 | 1276.84 | 1541 | 1541.01 | 1866.74 | 1896.39 | 1900.35 | 1951.78 | 2342.35 | 2341.02 | 2340.12 | 2315.03 | 2317.73 | 2321.65 | 2294.49 | 2329.19 | 2333.42 | 2337.76 | 2347.08 | 2341.27 | 2344.87 | 2354.17 | 2323.43 | 2367.99 | 2370.2 | 2402.51 | 2391.25 | 2433.82
Oil | 91.06 | 35.56 | 91.56 | 94.57 | 111.11 | 107.1 | 91.71 | 46.18 | 289.31 | 556.96 | 130.32 | 187.96 | 335.65 | 276.78 | 307.08 | 107 | 107 | 107 | 107 | 107 | 107 | 107 | 107 | 123.44 | 131.18 | 171.47 | 171.47 | 171.47 | 171.47 | 171.47 | 171.47 | 147.87 | 131.18 | 171.47 | 171.47 | 171.47 | 164.04 | 131.18 | 171.47 | 171.47 | 131.18 | 133.23 | 131.18 | 152.64 | 131.18 | 171.47
Saskatchewan
_ | 2005 | 2006 | 2007 | 2008 | 2009 | 2010 | 2011 | 2012 | 2013 | 2014 | 2015 | 2016 | 2017 | 2018 | 2019 | 2020 | 2021 | 2022 | 2023 | 2024 | 2025 | 2026 | 2027 | 2028 | 2029 | 2030 | 2031 | 2032 | 2033 | 2034 | 2035 | 2036 | 2037 | 2038 | 2039 | 2040 | 2041 | 2042 | 2043 | 2044 | 2045 | 2046 | 2047 | 2048 | 2049 | 2050
Hydro / Wave / Tidal | 4573 | 4032 | 4393 | 4030 | 2962 | 3866 | 4641 | 4240 | 4449 | 4706.09 | 3426 | 3285 | 3855 | 3591 | 3666 | 3660.45 | 3660.45 | 3660.43 | 3660.43 | 3696.35 | 3799.28 | 3831.52 | 3831.53 | 3831.52 | 3831.52 | 3710.86 | 3551.85 | 3388.99 | 3367.25 | 3261.38 | 3235.49 | 3340.47 | 3329.75 | 2990.77 | 2985.37 | 2723.05 | 2721.77 | 2584.88 | 2589.23 | 2453.96 | 2450.33 | 2334.45 | 2348 | 2247.61 | 2265.33 | 2285.31
Wind | 92 | 573 | 620 | 574 | 579 | 507 | 682 | 655 | 646 | 615.26 | 620 | 746 | 739 | 694 | 707 | 775.02 | 775.18 | 775.96 | 858.01 | 1295.34 | 2669.78 | 2754.88 | 2839.03 | 3447.83 | 3531.97 | 4893.53 | 6439.58 | 7932.6 | 8004.52 | 8404.03 | 8435.99 | 8624.13 | 8683.15 | 9791.54 | 9864.61 | 10597.5 | 10683.97 | 11204.44 | 11316.47 | 11872.76 | 11952.68 | 12502.07 | 12673.16 | 13226.64 | 13434.76 | 13656.86
Biomass / Geothermal | 0 | 0 | 0 | 0 | 0 | 0 | 0 | 0 | 0 | 0 | 0 | 0 | 0 | 123 | 109 | 109 | 109 | 109 | 196.6 | 196.6 | 196.6 | 199.26 | 199.26 | 199.26 | 199.26 | 190.6 | 182.48 | 169.31 | 168.11 | 162.67 | 161.23 | 163.19 | 162.7 | 145.75 | 145.64 | 132.77 | 132.91 | 126.29 | 126.7 | 120.17 | 120.17 | 114.58 | 115.41 | 110.58 | 111.61 | 112.74
Solar | 0 | 0 | 0 | 0 | 0 | 0 | 0 | 0 | 0 | 0 | 0 | 0 | 0 | 0 | 0 | 38.05 | 73.2 | 149.37 | 192.9 | 235.49 | 278.02 | 495.19 | 535.09 | 536.09 | 537.84 | 608.52 | 667.82 | 701.74 | 779.84 | 911.2 | 1086.07 | 1125.01 | 1146.08 | 1066.2 | 1084.43 | 1139.72 | 1154.78 | 1119.76 | 1135.74 | 1103.92 | 1225.41 | 1196.76 | 1218.8 | 1197.92 | 1224 | 1251.07
Uranium | 0 | 0 | 0 | 0 | 0 | 0 | 0 | 0 | 0 | 0 | 0 | 0 | 0 | 0 | 0 | 0 | 0 | 0 | 0 | 0 | 0 | 0 | 0 | 0 | 0 | 0 | 0 | 0 | 0 | 0 | 0 | 0 | 0 | 0 | 0 | 0 | 0 | 0 | 0 | 0 | 0 | 0 | 0 | 0 | 0 | 0
Coal & Coke | 13157.72 | 12734.72 | 13706.72 | 14055.07 | 14446.21 | 13510.41 | 13181.21 | 13089.82 | 13578.27 | 11726.75 | 12023.56 | 11974.82 | 11915.14 | 10290.84 | 9981.5 | 1706.95 | 1575.51 | 1444.06 | 1444.06 | 1444.06 | 1444.07 | 1221.65 | 799.55 | 361 | 361 | 194.47 | 159.91 | 133.08 | 132.14 | 127.86 | 126.73 | 128.27 | 127.89 | 114.56 | 114.48 | 104.37 | 104.48 | 99.27 | 99.59 | 94.46 | 94.46 | 90.07 | 90.72 | 86.92 | 87.73 | 88.62
Natural Gas | 1896.28 | 2247.28 | 1869.28 | 3083.94 | 2763.79 | 2503.59 | 2678.79 | 3253.18 | 4493.73 | 6022.45 | 7348.4 | 8613.18 | 9045.87 | 9436.16 | 9714.5 | 14877.15 | 14977.46 | 14512.86 | 14644.4 | 14979.18 | 13924.21 | 13847.29 | 13951.26 | 13650.46 | 13253.71 | 12503.35 | 11109.27 | 9809.23 | 9673.07 | 9248.89 | 9135.48 | 8839.84 | 8814.13 | 8235.03 | 8231.71 | 7828.55 | 7832.91 | 7625.5 | 7638.28 | 7433.7 | 7433.6 | 7258.6 | 7284.47 | 7133.12 | 7165.4 | 7200.9
Oil | 17.9 | 19.5 | 25.9 | 22.6 | 17.9 | 20.8 | 12.3 | 11.3 | 15 | 12.4 | 2 | 1 | 1 | 1 | 1 | 17.03 | 25.9 | 25.9 | 24.72 | 8.2 | 8.2 | 8.2 | 8.2 | 8.2 | 8.2 | 7.95 | 7.61 | 7.06 | 7.01 | 6.78 | 6.72 | 6.81 | 6.79 | 6.08 | 6.07 | 5.54 | 5.54 | 5.27 | 5.28 | 5.01 | 5.01 | 4.78 | 4.81 | 4.61 | 4.65 | 4.7
Yukon
_ | 2005 | 2006 | 2007 | 2008 | 2009 | 2010 | 2011 | 2012 | 2013 | 2014 | 2015 | 2016 | 2017 | 2018 | 2019 | 2020 | 2021 | 2022 | 2023 | 2024 | 2025 | 2026 | 2027 | 2028 | 2029 | 2030 | 2031 | 2032 | 2033 | 2034 | 2035 | 2036 | 2037 | 2038 | 2039 | 2040 | 2041 | 2042 | 2043 | 2044 | 2045 | 2046 | 2047 | 2048 | 2049 | 2050
Hydro / Wave / Tidal | 330.63 | 330.63 | 330.63 | 348.29 | 379.06 | 380.43 | 388.07 | 430.19 | 347.19 | 410.67 | 422 | 419 | 448 | 419 | 376 | 375.99 | 376.02 | 419.59 | 419.58 | 419.57 | 472.09 | 472.07 | 603.39 | 653.54 | 642.04 | 634.28 | 541.6 | 442.31 | 439.25 | 443.84 | 398.65 | 400.66 | 403.11 | 402.94 | 408.32 | 411.7 | 415.42 | 420.13 | 427 | 429.87 | 437.06 | 444.32 | 450.64 | 456.64 | 464.14 | 471.9
Wind | 0.41 | 0.41 | 0.41 | 0.44 | 0.23 | 0.09 | 0.4 | 0.45 | 0.28 | 0.33 | 1 | 1 | 0 | 0 | 0 | 0 | 0 | 0 | 2.51 | 5.37 | 52.05 | 55.18 | 58.8 | 62.09 | 65.3 | 68.58 | 68.25 | 60.82 | 60.48 | 61.17 | 56.88 | 57.18 | 57.53 | 57.49 | 58.29 | 58.57 | 59.03 | 59.69 | 60.48 | 60.76 | 61.47 | 62.11 | 62.74 | 63.37 | 64.01 | 64.64
Biomass / Geothermal | 0 | 0 | 0 | 0 | 0 | 0 | 0 | 0 | 0 | 0 | 0 | 0 | 0 | 0 | 0 | 0 | 0 | 0 | 0 | 0 | 0 | 0 | 0 | 0 | 0 | 0 | 0 | 0 | 0 | 0 | 0 | 0 | 0 | 0 | 0 | 0 | 0 | 0 | 0 | 0 | 0 | 0 | 0 | 0 | 0 | 0
Solar | 0 | 0 | 0 | 0 | 0 | 0 | 0 | 0 | 0 | 0 | 0 | 0 | 0 | 0 | 0 | 0 | 0 | 1.3 | 1.3 | 2.79 | 4.41 | 6.28 | 7.98 | 9.81 | 11.51 | 11.51 | 11.46 | 10.21 | 10.15 | 10.27 | 9.55 | 9.6 | 9.66 | 9.65 | 9.78 | 9.83 | 9.91 | 10.02 | 10.15 | 10.2 | 10.32 | 10.42 | 10.53 | 10.64 | 10.74 | 10.85
Uranium | 0 | 0 | 0 | 0 | 0 | 0 | 0 | 0 | 0 | 0 | 0 | 0 | 0 | 0 | 0 | 0 | 0 | 0 | 0 | 0 | 0 | 0 | 0 | 0 | 0 | 0 | 0 | 0 | 0 | 0 | 0 | 0 | 0 | 0 | 0 | 0 | 0 | 0 | 0 | 0 | 0 | 0 | 0 | 0 | 0 | 0
Coal & Coke | 0 | 0 | 0 | 0 | 0 | 0 | 0 | 0 | 0 | 0 | 0 | 0 | 0 | 0 | 0 | 0 | 0 | 0 | 0 | 0 | 0 | 0 | 0 | 0 | 0 | 0 | 0 | 0 | 0 | 0 | 0 | 0 | 0 | 0 | 0 | 0 | 0 | 0 | 0 | 0 | 0 | 0 | 0 | 0 | 0 | 0
Natural Gas | 0 | 0 | 0 | 0 | 0 | 0 | 0 | 0 | 0 | 0 | 26 | 27 | 37 | 59 | 92 | 117.86 | 167.92 | 146.97 | 173.45 | 173.45 | 167.1 | 153.49 | 65.83 | 26.07 | 3.5 | 1.81 | 0 | 0 | 0 | 0 | 0 | 0 | 0 | 0 | 0 | 0 | 0 | 0 | 0 | 0 | 0 | 0 | 0 | 0 | 0 | 0
Oil | 22.09 | 22.09 | 22.09 | 22.33 | 18.54 | 24.78 | 36.87 | 24.37 | 23.29 | 23 | 0 | 0 | 0 | 0 | 0 | 5.2 | 35.83 | 23.56 | 60.29 | 164.84 | 40.23 | 31.34 | 0.36 | 0 | 0 | 0 | 0 | 0 | 0 | 0 | 0 | 0 | 0 | 0 | 0 | 0 | 0 | 0 | 0 | 0 | 0 | 0 | 0 | 0 | 0 | 0
Northwest Territories
_ | 2005 | 2006 | 2007 | 2008 | 2009 | 2010 | 2011 | 2012 | 2013 | 2014 | 2015 | 2016 | 2017 | 2018 | 2019 | 2020 | 2021 | 2022 | 2023 | 2024 | 2025 | 2026 | 2027 | 2028 | 2029 | 2030 | 2031 | 2032 | 2033 | 2034 | 2035 | 2036 | 2037 | 2038 | 2039 | 2040 | 2041 | 2042 | 2043 | 2044 | 2045 | 2046 | 2047 | 2048 | 2049 | 2050
Hydro / Wave / Tidal | 259.11 | 251.87 | 250.25 | 246.58 | 253.95 | 253.95 | 260.35 | 255.2 | 262.76 | 233.82 | 164 | 243 | 249 | 253 | 267 | 115.84 | 114.72 | 114 | 112.95 | 246.46 | 277.15 | 281.59 | 286.38 | 287.41 | 308.4 | 308.4 | 307.25 | 307.11 | 306.97 | 306.82 | 306.69 | 305.58 | 304.78 | 303 | 300.77 | 299.52 | 300.2 | 298.51 | 297.78 | 297.05 | 296.31 | 297.45 | 294.82 | 295.02 | 294.29 | 294.03
Wind | 0 | 0 | 0 | 0 | 0 | 0 | 0 | 1.3 | 1.6 | 19.85 | 21 | 14 | 17 | 18 | 17 | 6.8 | 6.8 | 20.82 | 14.02 | 11.17 | 13.81 | 14.55 | 15.32 | 15.38 | 15.82 | 15.82 | 16.31 | 16.84 | 17.38 | 17.91 | 18.45 | 18.92 | 19.41 | 19.83 | 20.22 | 20.67 | 21.24 | 21.65 | 22.13 | 22.6 | 23.06 | 23.68 | 23.99 | 24.53 | 24.99 | 25.49
Biomass / Geothermal | 0 | 0 | 0 | 0 | 0 | 0 | 0 | 0 | 0 | 0 | 0 | 0 | 0 | 0 | 0 | 0 | 0 | 0 | 0 | 0 | 0 | 0 | 0 | 0 | 0 | 0 | 0 | 0 | 0 | 0 | 0 | 0 | 0 | 0 | 0 | 0 | 0 | 0 | 0 | 0 | 0 | 0 | 0 | 0 | 0 | 0
Solar | 0 | 0 | 0 | 0 | 0 | 0 | 0 | 0 | 0 | 0 | 0 | 0 | 0 | 0 | 0 | 0 | 0 | 0 | 0.73 | 1.12 | 2.03 | 2.8 | 2.85 | 2.86 | 2.94 | 2.94 | 2.93 | 2.93 | 2.93 | 2.92 | 2.92 | 3.81 | 4.73 | 5.65 | 5.61 | 5.58 | 5.6 | 6.41 | 7.26 | 8.12 | 9.01 | 9.98 | 10.82 | 11.76 | 12.65 | 12.64
Uranium | 0 | 0 | 0 | 0 | 0 | 0 | 0 | 0 | 0 | 0 | 0 | 0 | 0 | 0 | 0 | 0 | 0 | 0 | 0 | 0 | 0 | 0 | 0 | 0 | 0 | 0 | 0 | 0 | 0 | 0 | 0 | 0 | 0 | 0 | 0 | 0 | 0 | 0 | 0 | 0 | 0 | 0 | 0 | 0 | 0 | 0
Coal & Coke | 0 | 0 | 0 | 0 | 0 | 0 | 0 | 0 | 0 | 0 | 0 | 0 | 0 | 0 | 0 | 0 | 0 | 0 | 0 | 0 | 0 | 0 | 0 | 0 | 0 | 0 | 0 | 0 | 0 | 0 | 0 | 0 | 0 | 0 | 0 | 0 | 0 | 0 | 0 | 0 | 0 | 0 | 0 | 0 | 0 | 0
Natural Gas | 162.4 | 169.77 | 116.92 | 171.91 | 191.5 | 97.44 | 61.32 | 34.27 | 151.62 | 35 | 125.39 | 124.29 | 108.51 | 110.64 | 98.24 | 89.43 | 89.34 | 89.37 | 89.33 | 72.39 | 86.98 | 86.98 | 86.98 | 86.99 | 89.59 | 89.59 | 88.37 | 88.2 | 88.03 | 87.86 | 87.7 | 86.98 | 86.98 | 86.98 | 86.98 | 86.97 | 86.98 | 86.98 | 86.98 | 86.98 | 86.98 | 86.98 | 86.8 | 86.61 | 86.41 | 86.34
Oil | 71.63 | 41.21 | 60.64 | 57.56 | 61.1 | 57.78 | 59.13 | 77.16 | 78.73 | 101.67 | 429.61 | 426.71 | 373.49 | 377.36 | 335.76 | 277.34 | 282.58 | 275.63 | 283.73 | 197.18 | 103.57 | 108.63 | 112.82 | 114.41 | 42.01 | 43.11 | 41.88 | 41.7 | 41.43 | 41.21 | 40.9 | 39.85 | 38.26 | 37.15 | 35.25 | 34.41 | 34.67 | 33.72 | 33.24 | 32.75 | 32.69 | 32.19 | 31.72 | 31.54 | 31.01 | 31.42
Nunavut
_ | 2005 | 2006 | 2007 | 2008 | 2009 | 2010 | 2011 | 2012 | 2013 | 2014 | 2015 | 2016 | 2017 | 2018 | 2019 | 2020 | 2021 | 2022 | 2023 | 2024 | 2025 | 2026 | 2027 | 2028 | 2029 | 2030 | 2031 | 2032 | 2033 | 2034 | 2035 | 2036 | 2037 | 2038 | 2039 | 2040 | 2041 | 2042 | 2043 | 2044 | 2045 | 2046 | 2047 | 2048 | 2049 | 2050
Hydro / Wave / Tidal | 0 | 0 | 0 | 0 | 0 | 0 | 0 | 0 | 0 | 0 | 0 | 0 | 0 | 0 | 0 | 0 | 0 | 0 | 0 | 0 | 0 | 0 | 0 | 0 | 0 | 0 | 0 | 0 | 0 | 0 | 0 | 0 | 0 | 0 | 0 | 0 | 0 | 0 | 0 | 0 | 0 | 0 | 0 | 0 | 0 | 0
Wind | 0 | 0 | 0 | 0 | 0 | 0 | 0 | 0 | 0 | 0 | 0 | 0 | 0 | 0 | 0 | 0 | 0 | 0 | 0.9 | 1.82 | 2.75 | 3.67 | 4.59 | 5.51 | 6.43 | 7.36 | 8.33 | 9.26 | 10.24 | 11.16 | 12.14 | 13.13 | 14.05 | 15.03 | 15.95 | 16.93 | 17.86 | 18.84 | 19.82 | 20.8 | 21.77 | 22.75 | 23.73 | 24.71 | 25.69 | 26.73
Biomass / Geothermal | 0 | 0 | 0 | 0 | 0 | 0 | 0 | 0 | 0 | 0 | 0 | 0 | 0 | 0 | 0 | 0 | 0 | 0 | 0 | 0 | 0 | 0 | 0 | 0 | 0 | 0 | 0 | 0 | 0 | 0 | 0 | 0 | 0 | 0 | 0 | 0 | 0 | 0 | 0 | 0 | 0 | 0 | 0 | 0 | 0 | 0
Solar | 0 | 0 | 0 | 0 | 0 | 0 | 0 | 0 | 0 | 0 | 0 | 0 | 0 | 0 | 0 | 0 | 0 | 0.44 | 0.94 | 1.42 | 1.9 | 2.37 | 2.85 | 3.34 | 3.82 | 4.3 | 4.81 | 5.28 | 5.79 | 6.27 | 6.78 | 7.29 | 7.76 | 8.27 | 8.75 | 9.26 | 9.74 | 10.25 | 10.76 | 11.27 | 11.78 | 12.29 | 12.8 | 13.31 | 13.82 | 14.35
Uranium | 0 | 0 | 0 | 0 | 0 | 0 | 0 | 0 | 0 | 0 | 0 | 0 | 0 | 0 | 0 | 0 | 0 | 0 | 0 | 0 | 0 | 0 | 0 | 0 | 0 | 0 | 0 | 0 | 0 | 0 | 0 | 0 | 0 | 0 | 0 | 0 | 0 | 0 | 0 | 0 | 0 | 0 | 0 | 0 | 0 | 0
Coal & Coke | 0 | 0 | 0 | 0 | 0 | 0 | 0 | 0 | 0 | 0 | 0 | 0 | 0 | 0 | 0 | 0 | 0 | 0 | 0 | 0 | 0 | 0 | 0 | 0 | 0 | 0 | 0 | 0 | 0 | 0 | 0 | 0 | 0 | 0 | 0 | 0 | 0 | 0 | 0 | 0 | 0 | 0 | 0 | 0 | 0 | 0
Natural Gas | 0 | 0 | 0 | 0 | 0 | 0 | 0 | 0 | 0 | 0 | 0 | 0 | 0 | 0 | 0 | 0 | 0 | 0 | 0 | 0 | 0 | 0 | 0 | 0 | 0 | 0 | 0 | 0 | 0 | 0 | 0 | 0 | 0 | 0 | 0 | 0 | 0 | 0 | 0 | 0 | 0 | 0 | 0 | 0 | 0 | 0
Oil | 142 | 145 | 149 | 182 | 162 | 162 | 98 | 98 | 98 | 157.6 | 191.06 | 251.38 | 252.89 | 255.89 | 254.39 | 265.98 | 274.74 | 277.11 | 274.09 | 272.69 | 272.9 | 274.65 | 277.37 | 277.9 | 276.63 | 279.08 | 277.67 | 278.91 | 277.99 | 276.02 | 274.97 | 273.48 | 272.08 | 273.47 | 276.81 | 275.89 | 277.1 | 278.69 | 282.19 | 283.6 | 285.6 | 288.98 | 290.51 | 296.21 | 295.9 | 301.9

## Canada NG Gen by Turbine Type (hidden)
Electric power generation, monthly generation by type of electricity 1 2
Frequency: Monthly
Table: 25-10-0015-01 (formerly CANSIM 127-0002)
Release date: 2022-08-08
Geography: Canada, Province or territory
Geography | Canada
Class of electricity producer | Electricity producers, electric utilities 3
Type of electricity generation | 2015-01-01 | 2015-02-01 | 2015-03-01 | 2015-04-01 | 2015-05-01 | 2015-06-01 | 2015-07-01 | 2015-08-01 | 2015-09-01 | 2015-10-01 | 2015-11-01 | 2015-12-01 | 2015 Total
Megawatt hours
Total all types of electricity generation | 57211066 | 51887549 | 51928707 | 44615918 | 41273083 | 40984150 | 43038080 | 42821817 | 40051862 | 41066197 | 45130806 | 50003722 | 550012957
Hydraulic turbine 4 | 37669235 | 34013218 | 33173669 | 28699811 | 25910082 | 25327992 | 25979724 | 25478511 | 25022584 | 26123765 | 27941235 | 32045247 | 347385073
Conventional steam turbine 5 | 7190066 | 6844655 | 6613699 | 5688669 | 5082749 | 5430405 | 5991055 | 6330435 | 6041405 | 6138156 | 6294045 | 6842938 | 74488277
Nuclear steam turbine 6 | 9180622 | 8307371 | 9230529 | 7737381 | 7985257 | 8084872 | 8900017 | 8678391 | 6965168 | 6323797 | 8448485 | 8533084 | 98374974
Internal combustion turbine 7 | 92383 | 85781 | 84787 | 74433 | 66229 | 63635 | 66291 | 69265 | 65022 | 73599 | 74497 | 84241 | 900163
Combustion turbine 8 | 2014274 | 1874168 | 1889483 | 1556326 | 1586397 | 1577410 | 1632967 | 1756391 | 1312213 | 1476359 | 1468138 | 1615706 | 19759832
Total electricity production from combustible fuels 9 | [12 empty] | .. | bar: 2015-01-01 to 2015-12-01
Tidal power turbine 10 | -124 | -164 | -13 | 1538 | 1615 | 1951 | 870 | 22 | 1791 | 1524 | 1979 | 1831 | 12820
Wind power turbine 11 | 1053353 | 748057 | 924413 | 832222 | 611620 | 469148 | 435550 | 477306 | 616094 | 907927 | 885149 | 872178 | 8833017
Solar 12 | 11257 | 14463 | 12140 | 25538 | 29134 | 28737 | 31620 | 31496 | 27584 | 21070 | 17278 | 8498 | 258815
Other types of electricity generation | [12 empty] | .. | bar: 2015-01-01 to 2015-12-01
Symbol legend:
.. | 2015-01-01: not available for a specific reference period
r | 2015-01-01: revised
Footnotes:
1 | 2015-01-01: For monthly data prior to January 2008, please see table 25-10-0001-01 (terminated). For current monthly data on Electric power receipts and deliveries, see table 25-10-0016-01.
2 | 2015-01-01: The target population for the Monthly Electricity Supply and Disposition Survey has been expanded to improve coverage of renewable energy in Canada, particularly wind and solar power. As a result of this change, users will have to use caution when comparing data for historical purposes. For wind power, significant changes occurred in British Columbia, Alberta, Ontario, Quebec and Prince Edward Island. For solar power, significant changes occurred in Ontario.
3 | 2015-01-01: A utility is an organization that, as its prime purpose, generates, transmits and/or distributes electric energy for sale. It can be private or public (provincial or municipal).
4 | 2015-01-01: Electric power generated from a plant in which the turbine generators are driven by flowing water. Prior to January 2008, hydro included wind and tidal generation. From January 2008 on, wind and tidal generation are reported separately.
5 | 2015-01-01: A power plant in which the prime mover is a steam turbine. The steam used to drive the turbine is produced in a boiler where fossil fuels or other combustible materials are burned. From January 2016 on, this generation is reported as part of combustible fuel generation.
6 | 2015-01-01: Electricity generated at an electric power plant whose turbines are driven by steam generated in a reactor by heat from the fission of nuclear fuel.
7 | 2015-01-01: A power plant in which the prime mover is an internal combustion turbine. Electric power is generated by converting energy obtained by the rapid burning of a fuel-air mixture into mechanical energy. From January 2016 on, this generation is reported as part of combustible fuel generation.
8 | 2015-01-01: A power plant in which the prime mover is a combustion turbine. Electric power is generated by converting energy obtained by burning fuel into mechanical energy. From January 2016 on, this generation is reported as part of combustible fuel generation.
9 | 2015-01-01: Total combustible generation includes non-renewable combustible fuels (coal, natural gas, petroleum and other non-renewable combustible fuels) and biomass (wood, spent pulping liquor, methane, municipal waste, other waste and other types of biomass).
10 | 2015-01-01: Electric power generated from a plant in which the turbine generators are driven by moving water from tidal flows.
11 | 2015-01-01: A power plant in which the prime mover is a wind turbine. Electric power is generated by the conversion of wind power into mechanical energy.
12 | 2015-01-01: Electricity created by converting solar radiation through photovoltaic processes or transforming solar radiation captured by concentrating thermal systems.
How to cite: Statistics Canada. Table 25-10-0015-01 Electric power generation, monthly generation by type of electricity
https://www150.statcan.gc.ca/t1/tbl1/en/tv.action?pid=2510001501
NG Breakdown by EPS Plant Type | bar: 2015-01-01
natural gas steam turbine | 2015-01-01: 0.78287
natural gas combined cycle | 2015-01-01: 0
natural gas peaker | 2015-01-01: 0.21713

## Canada Elec Mix (hidden)
| 2020 | 2021 | 2022 | 2023 | 2024 | 2025 | 2026 | 2027 | 2028 | 2029 | 2030 | 2031 | 2032 | 2033 | 2034 | 2035 | 2036 | 2037 | 2038 | 2039 | 2040 | 2041 | 2042 | 2043 | 2044 | 2045 | 2046 | 2047 | 2048 | 2049 | 2050
hard coal | 0.049871 | 0.055705 | 0.029407 | 0.0082915 | 0.0083106 | 0.0073349 | 0.0070244 | 0.006378 | 0.0056813 | 0.0056508 | 0.0052797 | 0.0052025 | 0.0035764 | 0.0036145 | 0.0036058 | 0.0033168 | 0.0033892 | 0.0034081 | 0.0033287 | 0.0027953 | 0.0026998 | 0.00013493 | 0.00012619 | 0.00012449 | 0.00011557 | 0.00011392 | 0.00010699 | 0.00010659 | 0.00010098 | 0.00010107 | 0.00010117
natural gas steam turbine | 0.093411 | 0.094913 | 0.099224 | 0.12062 | 0.11244 | 0.11571 | 0.12123 | 0.1111 | 0.10627 | 0.10806 | 0.098091 | 0.10051 | 0.092602 | 0.092432 | 0.087751 | 0.086235 | 0.074668 | 0.073803 | 0.071149 | 0.07083 | 0.068457 | 0.068006 | 0.067177 | 0.067183 | 0.065011 | 0.064393 | 0.063138 | 0.062984 | 0.061887 | 0.061882 | 0.061807
natural gas combined cycle | 0 | 0 | 0 | 0 | 0 | 0 | 0 | 0 | 0 | 0 | 0 | 0 | 0 | 0 | 0 | 0 | 0 | 0 | 0 | 0 | 0 | 0 | 0 | 0 | 0 | 0 | 0 | 0 | 0 | 0 | 0
nuclear | 0.13371 | 0.12383 | 0.12241 | 0.1057 | 0.11988 | 0.10876 | 0.10018 | 0.10897 | 0.1175 | 0.10941 | 0.11677 | 0.10577 | 0.11459 | 0.11401 | 0.1223 | 0.12361 | 0.12412 | 0.12325 | 0.12189 | 0.12083 | 0.11949 | 0.11242 | 0.11086 | 0.10923 | 0.11371 | 0.11234 | 0.11114 | 0.11092 | 0.11064 | 0.11067 | 0.10967
hydro | 0.61872 | 0.6188 | 0.62526 | 0.63477 | 0.62797 | 0.63172 | 0.6278 | 0.6253 | 0.62057 | 0.61495 | 0.61399 | 0.60638 | 0.60263 | 0.59978 | 0.59577 | 0.59118 | 0.59579 | 0.59257 | 0.58669 | 0.58164 | 0.57447 | 0.57123 | 0.5631 | 0.5543 | 0.54286 | 0.53561 | 0.528 | 0.52291 | 0.51753 | 0.51292 | 0.50969
onshore wind | 0.056709 | 0.058589 | 0.073881 | 0.074124 | 0.07773 | 0.080564 | 0.080916 | 0.091008 | 0.095874 | 0.10193 | 0.11281 | 0.12104 | 0.12986 | 0.13038 | 0.13188 | 0.13294 | 0.13791 | 0.14143 | 0.15013 | 0.1541 | 0.16147 | 0.16711 | 0.17633 | 0.18113 | 0.18981 | 0.19286 | 0.20078 | 0.20376 | 0.2102 | 0.21288 | 0.21533
solar PV | 0.0036116 | 0.0040794 | 0.0052549 | 0.0056384 | 0.0061239 | 0.0064316 | 0.0072854 | 0.0077602 | 0.0078586 | 0.0097758 | 0.01101 | 0.012156 | 0.013591 | 0.015448 | 0.017428 | 0.022346 | 0.024738 | 0.027099 | 0.029438 | 0.032196 | 0.037523 | 0.041961 | 0.046415 | 0.051458 | 0.05578 | 0.061682 | 0.064723 | 0.066945 | 0.068475 | 0.07 | 0.070987
solar thermal | 0 | 0 | 0 | 0 | 0 | 0 | 0 | 0 | 0 | 0 | 0 | 0 | 0 | 0 | 0 | 0 | 0 | 0 | 0 | 0 | 0 | 0 | 0 | 0 | 0 | 0 | 0 | 0 | 0 | 0 | 0
biomass | 0.012431 | 0.012469 | 0.012211 | 0.012314 | 0.012202 | 0.012158 | 0.012115 | 0.01199 | 0.011787 | 0.011608 | 0.011166 | 0.010906 | 0.01064 | 0.01058 | 0.010429 | 0.010309 | 0.010433 | 0.010385 | 0.010283 | 0.010232 | 0.010092 | 0.01005 | 0.0098827 | 0.009681 | 0.0094467 | 0.0092814 | 0.0091612 | 0.0090495 | 0.0089231 | 0.0088361 | 0.0087433
geothermal | 0 | 0 | 0 | 0 | 0 | 0 | 0 | 0 | 0 | 0 | 0 | 0 | 0 | 0 | 0 | 0 | 0 | 0 | 0 | 0 | 0 | 0 | 0 | 0 | 0 | 0 | 0 | 0 | 0 | 0 | 0
petroleum | 0.0056264 | 0.0052892 | 0.0048269 | 0.0050955 | 0.0041652 | 0.0052302 | 0.0098311 | 0.0066814 | 0.0049869 | 0.0086421 | 0.0036834 | 0.010159 | 0.0068236 | 0.0081206 | 0.0065082 | 0.0061453 | 0.008241 | 0.0075854 | 0.0073543 | 0.0077253 | 0.0068104 | 0.010225 | 0.0074799 | 0.0082558 | 0.0052347 | 0.0058655 | 0.0054418 | 0.0058604 | 0.0050794 | 0.0055588 | 0.0065309
natural gas peaker | 0.025908 | 0.026325 | 0.027521 | 0.033455 | 0.031185 | 0.032093 | 0.033623 | 0.030815 | 0.029474 | 0.029971 | 0.027207 | 0.027878 | 0.025684 | 0.025637 | 0.024338 | 0.023918 | 0.02071 | 0.02047 | 0.019734 | 0.019645 | 0.018987 | 0.018862 | 0.018632 | 0.018634 | 0.018031 | 0.01786 | 0.017512 | 0.017469 | 0.017165 | 0.017163 | 0.017143
lignite | 0 | 0 | 0 | 0 | 0 | 0 | 0 | 0 | 0 | 0 | 0 | 0 | 0 | 0 | 0 | 0 | 0 | 0 | 0 | 0 | 0 | 0 | 0 | 0 | 0 | 0 | 0 | 0 | 0 | 0 | 0
offshore wind | 0 | 0 | 0 | 0 | 0 | 0 | 0 | 0 | 0 | 0 | 0 | 0 | 0 | 0 | 0 | 0 | 0 | 0 | 0 | 0 | 0 | 0 | 0 | 0 | 0 | 0 | 0 | 0 | 0 | 0 | 0
crude oil | 0 | 0 | 0 | 0 | 0 | 0 | 0 | 0 | 0 | 0 | 0 | 0 | 0 | 0 | 0 | 0 | 0 | 0 | 0 | 0 | 0 | 0 | 0 | 0 | 0 | 0 | 0 | 0 | 0 | 0 | 0
heavy or residual fuel oil | 0 | 0 | 0 | 0 | 0 | 0 | 0 | 0 | 0 | 0 | 0 | 0 | 0 | 0 | 0 | 0 | 0 | 0 | 0 | 0 | 0 | 0 | 0 | 0 | 0 | 0 | 0 | 0 | 0 | 0 | 0
municipal solid waste | 0 | 0 | 0 | 0 | 0 | 0 | 0 | 0 | 0 | 0 | 0 | 0 | 0 | 0 | 0 | 0 | 0 | 0 | 0 | 0 | 0 | 0 | 0 | 0 | 0 | 0 | 0 | 0 | 0 | 0 | 0
Sum of Canada Generation | 624124.77 | 635025.05 | 662134.95 | 661479.16 | 669724.9 | 674750.65 | 679256.03 | 682236.75 | 687482.16 | 693088.12 | 708052.06 | 718368.89 | 722783.21 | 726806.45 | 733530.54 | 740490.73 | 737450.58 | 742988.3 | 751284.56 | 758525.56 | 768472.94 | 774344.35 | 786697.66 | 799962.03 | 817333.19 | 829175.85 | 841871.94 | 851081.92 | 860725.04 | 868040.47 | 875938.86

## AEO Table 3 2023 (hidden)
| ref2023.d020623a | 2022 | 2023 | 2024 | 2025 | 2026 | 2027 | 2028 | 2029 | 2030 | 2031 | 2032 | 2033 | 2034 | 2035 | 2036 | 2037 | 2038 | 2039 | 2040 | 2041 | 2042 | 2043 | 2044 | 2045 | 2046 | 2047 | 2048 | 2049 | 2050
|  | Report | Annual Energy Outlook 2023
|  | Scenario | ref2023 |  |  | Reference
|  | Datekey | d020623a
|  | Release Date |  | March 2023
PRC000 | 3. Energy Prices by Sector and Source | [29 empty] | Average
| (2022 dollars per million Btu, unless otherwise noted) | [29 empty] | Annual
Change
| Sector and Source | 2022 | 2023 | 2024 | 2025 | 2026 | 2027 | 2028 | 2029 | 2030 | 2031 | 2032 | 2033 | 2034 | 2035 | 2036 | 2037 | 2038 | 2039 | 2040 | 2041 | 2042 | 2043 | 2044 | 2045 | 2046 | 2047 | 2048 | 2049 | 2050 | 2022–2050
Residential
PRC000:ba_LiquefiedPetr | Propane | 29.1334 | 31.3068 | 31.489 | 30.4144 | 29.3167 | 28.4323 | 27.9272 | 27.7368 | 27.8265 | 28.1146 | 28.5773 | 29.1662 | 29.755 | 30.2272 | 30.5819 | 30.899 | 31.3072 | 31.5073 | 31.8318 | 32.1501 | 32.3775 | 32.4957 | 32.5278 | 32.6017 | 32.8183 | 32.8587 | 32.9442 | 32.9746 | 32.9636 | 0.4421%
PRC000:ba_DistillateFue | Distillate Fuel Oil | 35.2425 | 32.8257 | 31.6138 | 29.9711 | 29.5067 | 29.0589 | 28.7758 | 28.8635 | 28.8716 | 29.048 | 29.135 | 29.251 | 29.2968 | 29.4701 | 29.4866 | 29.6083 | 29.6971 | 29.7389 | 29.786 | 29.9425 | 29.9357 | 30.0491 | 29.9549 | 29.9986 | 30.2088 | 30.2353 | 30.2672 | 30.333 | 30.3331 | -0.5343%
PRC000:ba_NaturalGas | Natural Gas | 14.2939 | 14.0646 | 12.8207 | 12.0968 | 11.4904 | 11.0844 | 10.8226 | 10.8733 | 10.9161 | 11.0184 | 11.1097 | 11.2564 | 11.3768 | 11.4842 | 11.5356 | 11.6192 | 11.759 | 11.7656 | 11.8582 | 11.9548 | 11.9798 | 11.9669 | 11.9244 | 11.9839 | 12.2945 | 12.2789 | 12.2462 | 12.2508 | 12.2853 | -0.5394%
PRC000:ba_Electricity | Electricity | 42.6692 | 41.4332 | 40.5539 | 39.3416 | 38.6361 | 38.0986 | 37.7365 | 37.6381 | 37.7375 | 37.934 | 38.114 | 38.6857 | 39.1253 | 39.1672 | 39.4084 | 39.7082 | 40.1265 | 40.4218 | 40.717 | 40.9524 | 41.0849 | 41.1746 | 41.2487 | 41.3391 | 41.2708 | 41.1531 | 41.092 | 40.9051 | 40.5993 | -0.1774%
Commercial
PRC000:ca_LiquefiedGas | Propane | 27.8256 | 26.75 | 24.8951 | 22.9155 | 21.8631 | 21.2906 | 21.1645 | 21.2711 | 21.5675 | 21.9572 | 22.4503 | 22.9993 | 23.4555 | 23.728 | 23.8939 | 24.0812 | 24.4304 | 24.4506 | 24.7426 | 24.9824 | 25.0906 | 25.0939 | 25.0441 | 25.106 | 25.3271 | 25.3611 | 25.4524 | 25.4435 | 25.4012 | -0.3251%
PRC000:ca_DistillateFue | Distillate Fuel Oil | 35.2637 | 32.9811 | 30.6148 | 27.8139 | 26.173 | 24.5727 | 23.1249 | 23.2078 | 23.2102 | 23.3758 | 23.4696 | 23.5741 | 23.6289 | 23.7809 | 23.8077 | 23.9205 | 24.004 | 24.0453 | 24.0925 | 24.2474 | 24.2406 | 24.3549 | 24.2648 | 24.3345 | 24.8558 | 24.8701 | 24.9017 | 24.9723 | 24.9739 | -1.225%
PRC000:ca_ResidualFuel | Residual Fuel Oil | 12.629 | 7.8651 | 9.4344 | 9.7383 | 11.134 | 12.5346 | 14.0253 | 14.1028 | 14.187 | 14.2945 | 14.3926 | 14.4823 | 14.5824 | 14.6943 | 14.7836 | 14.8805 | 14.9859 | 15.0529 | 15.1374 | 15.2642 | 15.278 | 15.3472 | 15.3766 | 15.4332 | 15.5949 | 15.5941 | 15.7146 | 15.8044 | 15.8731 | 0.8199%
PRC000:ca_NaturalGas | Natural Gas | 10.9868 | 10.3254 | 9.3254 | 8.8462 | 8.4564 | 8.2451 | 8.1537 | 8.1912 | 8.2165 | 8.2962 | 8.3677 | 8.4998 | 8.6007 | 8.6883 | 8.724 | 8.7927 | 8.9164 | 8.9131 | 8.9956 | 9.0808 | 9.0963 | 9.0764 | 9.0308 | 9.0796 | 9.2764 | 9.2358 | 9.1929 | 9.1929 | 9.2244 | -0.6225%
PRC000:ca_Electricity | Electricity | 36.6709 | 35.9003 | 34.3424 | 32.8727 | 32.0543 | 31.4604 | 30.9609 | 30.7169 | 30.6803 | 30.6636 | 30.6328 | 30.9805 | 31.2104 | 31.1365 | 31.232 | 31.3423 | 31.5912 | 31.755 | 31.8897 | 31.9936 | 32.0105 | 32.0175 | 31.9807 | 31.9291 | 31.7523 | 31.4889 | 31.3769 | 31.1267 | 30.8026 | -0.6209%
Industrial 1/
PRC000:da_LiquefiedPetr | Propane | 23.435 | 21.4691 | 19.2055 | 17.004 | 15.9326 | 15.3681 | 15.2701 | 15.4016 | 15.728 | 16.1484 | 16.6824 | 17.2787 | 17.7695 | 18.0547 | 18.2279 | 18.4346 | 18.8324 | 18.8345 | 19.1752 | 19.4428 | 19.5552 | 19.5504 | 19.4898 | 19.5517 | 19.5453 | 19.5868 | 19.6947 | 19.6797 | 19.63 | -0.6308%
PRC000:da_DistillateFue | Distillate Fuel Oil | 35.1873 | 32.8046 | 30.4762 | 27.6364 | 25.9552 | 24.3213 | 22.8371 | 22.9334 | 22.9404 | 23.1094 | 23.2126 | 23.3339 | 23.3905 | 23.5612 | 23.5891 | 23.7139 | 23.8044 | 23.8531 | 23.9082 | 24.0729 | 24.0735 | 24.1983 | 24.118 | 24.1747 | 24.4004 | 24.4253 | 24.4657 | 24.5431 | 24.5507 | -1.277%
PRC000:da_ResidualFuel | Residual Fuel Oil | 13.3452 | 8.4961 | 10.1684 | 10.736 | 12.2788 | 13.9236 | 15.5404 | 15.6241 | 15.7284 | 15.8504 | 15.9707 | 16.085 | 16.2056 | 16.3354 | 16.434 | 16.5378 | 16.6582 | 16.7349 | 16.8343 | 16.9715 | 16.9926 | 17.0662 | 17.0565 | 17.117 | 17.2923 | 17.2971 | 17.4115 | 17.4974 | 17.5707 | 0.9873%
PRC000:da_NaturalGas | Natural Gas 2/ | 7.3309 | 6.27 | 5.1604 | 4.592 | 4.1592 | 3.9202 | 3.837 | 3.852 | 3.9105 | 4.0158 | 4.1266 | 4.2846 | 4.4109 | 4.5221 | 4.541 | 4.5856 | 4.7098 | 4.6548 | 4.7746 | 4.8514 | 4.8454 | 4.7942 | 4.7446 | 4.7422 | 4.7064 | 4.6719 | 4.6381 | 4.5965 | 4.5927 | -1.656%
PRC000:da_Metallurgical | Metallurgical Coal | 5.4304 | 5.4467 | 5.6791 | 5.6767 | 5.707 | 5.7574 | 5.7974 | 5.8434 | 5.9476 | 6.0098 | 6.1108 | 6.183 | 6.2507 | 6.3259 | 6.4031 | 6.4954 | 6.5684 | 6.639 | 6.7099 | 6.7595 | 6.8068 | 6.8561 | 6.9083 | 6.9656 | 7.0184 | 7.0695 | 7.1227 | 7.1712 | 7.2262 | 1.026%
PRC000:da_SteamCoal | Other Industrial Coal | 2.7996 | 2.7397 | 2.816 | 2.8788 | 2.8712 | 2.8546 | 2.8362 | 2.8264 | 2.8202 | 2.8154 | 2.8089 | 2.8084 | 2.8094 | 2.8112 | 2.815 | 2.8257 | 2.8389 | 2.8471 | 2.8495 | 2.8518 | 2.8517 | 2.8543 | 2.8538 | 2.8574 | 2.8608 | 2.865 | 2.8701 | 2.8669 | 2.8673 | 0.0853%
PRC000:da_CoaltoLiquids | Coal to Liquids | [29 empty] | -- | -- | bar: 2022 to 2050
PRC000:da_Electricity | Electricity | 24.421 | 23.9693 | 22.1651 | 20.9575 | 20.1547 | 19.5915 | 19.2282 | 19.0338 | 18.9845 | 18.9774 | 18.9896 | 19.3117 | 19.4088 | 19.3578 | 19.481 | 19.643 | 19.9097 | 20.1391 | 20.3028 | 20.4382 | 20.4473 | 20.409 | 20.4018 | 20.3528 | 20.2263 | 20.0952 | 20.0232 | 19.8943 | 19.708 | -0.7629%
Transportation
PRC000:ea_LiquefiedPetr | Propane | 25.6738 | 24.1287 | 22.472 | 20.816 | 19.9989 | 19.562 | 19.4922 | 19.6022 | 19.8654 | 20.1985 | 20.6161 | 21.0756 | 21.4467 | 21.6581 | 21.7858 | 21.9401 | 22.2385 | 22.2346 | 22.4901 | 22.6858 | 22.7656 | 22.7602 | 22.7152 | 22.7753 | 23.0249 | 23.0574 | 23.1386 | 23.1276 | 23.0923 | -0.3778%
PRC000:ea_Ethanol(E85) | E85 3/ | 38.1554 | 33.744 | 32.4138 | 30.2547 | 29.9678 | 29.8062 | 29.8451 | 29.9216 | 30.0573 | 30.0344 | 30.2269 | 30.3304 | 30.4678 | 30.5634 | 30.926 | 30.9964 | 31.1172 | 31.2736 | 31.3341 | 31.3515 | 31.4507 | 31.336 | 31.5542 | 31.58 | 32.4207 | 32.4301 | 32.7126 | 32.8125 | 33.1197 | -0.5042%
PRC000:ea_MotorGasoline | Motor Gasoline 4/ | 34.7858 | 30.5009 | 27.6545 | 25.8145 | 25.5407 | 25.388 | 25.4001 | 25.4447 | 25.5334 | 25.4972 | 25.6318 | 25.6949 | 25.784 | 25.8418 | 26.1218 | 26.1612 | 26.2424 | 26.3585 | 26.395 | 26.3971 | 26.467 | 26.3619 | 26.5368 | 26.5486 | 27.2886 | 27.2876 | 27.5113 | 27.5842 | 27.8274 | -0.7939%
PRC000:ea_JetFuel | Jet Fuel 5/ | 26.7398 | 22.5678 | 21.6585 | 20.1757 | 19.9466 | 19.7139 | 19.6196 | 19.733 | 19.7549 | 19.9724 | 20.1317 | 20.2187 | 20.3683 | 20.5229 | 20.6221 | 20.7461 | 20.8691 | 20.9668 | 21.0876 | 21.2944 | 21.3431 | 21.507 | 21.467 | 21.6228 | 21.9445 | 21.9905 | 22.0511 | 22.1514 | 22.1803 | -0.6655%
PRC000:ea_DistillateFue | Diesel Fuel (distillate fuel oil) 6/ | 37.1237 | 32.8575 | 31.1697 | 29.0601 | 28.1337 | 27.1972 | 26.4245 | 26.5201 | 26.5455 | 26.7016 | 26.8274 | 26.9462 | 26.9939 | 27.2003 | 27.2068 | 27.3453 | 27.4468 | 27.4899 | 27.5379 | 27.7086 | 27.719 | 27.8388 | 27.7448 | 27.8005 | 28.3875 | 28.4134 | 28.4612 | 28.5248 | 28.5331 | -0.9356%
PRC000:ea_ResidualFuel | Residual Fuel Oil | 15.3918 | 15.5519 | 17.3008 | 16.4095 | 16.4277 | 16.5027 | 16.5354 | 16.6142 | 16.7143 | 16.792 | 16.8902 | 16.9842 | 17.0772 | 17.1921 | 17.25 | 17.3404 | 17.4396 | 17.5116 | 17.5769 | 17.686 | 17.7121 | 17.7895 | 17.7867 | 17.8316 | 18.0129 | 18.0096 | 18.113 | 18.1994 | 18.2893 | 0.6179%
PRC000:ea_NaturalGas | Natural Gas 7/ | 17.5493 | 16.2984 | 14.8874 | 14.3042 | 13.6096 | 13.2584 | 13.0094 | 12.8776 | 12.8042 | 12.7932 | 12.7723 | 12.8143 | 12.8112 | 12.783 | 12.6515 | 12.5426 | 12.5363 | 12.3336 | 12.3118 | 12.2519 | 12.1155 | 11.9414 | 11.7665 | 11.6948 | 12.2982 | 12.136 | 11.9818 | 11.859 | 11.7762 | -1.415%
PRC000:ea_Electricity | Electricity | 42.504 | 44.0145 | 42.6993 | 40.2702 | 39.8975 | 39.8288 | 39.7414 | 39.7241 | 39.7324 | 39.9294 | 40.1669 | 40.5659 | 40.8545 | 41.0563 | 41.0686 | 41.3921 | 41.6651 | 42.0748 | 42.2852 | 42.5277 | 42.5294 | 42.4975 | 42.4646 | 42.5163 | 42.6236 | 42.4823 | 42.4848 | 42.0228 | 41.6583 | -0.0717%
Electric Power 8/
PRC000:ga_DistillateFue | Distillate Fuel Oil | 35.2594 | 32.9086 | 30.715 | 27.876 | 26.2646 | 24.6495 | 23.1235 | 23.304 | 23.4434 | 23.4305 | 23.5443 | 23.5353 | 23.6736 | 23.7695 | 23.8405 | 23.8906 | 23.9307 | 24.0058 | 24.0992 | 24.2578 | 24.2498 | 24.3621 | 24.3043 | 24.4193 | 24.6598 | 24.6979 | 24.7464 | 24.8661 | 24.8731 | -1.238%
PRC000:ga_ResidualFuel | Residual Fuel Oil | 21.7467 | 18.5836 | 18.4377 | 17.4267 | 17.3961 | 17.4509 | 17.4455 | 17.504 | 17.5854 | 17.6277 | 17.7137 | 17.7893 | 17.8606 | 17.9793 | 18.0319 | 18.0939 | 18.1649 | 18.2224 | 18.235 | 18.2103 | 18.106 | 17.9878 | 17.7964 | 17.5798 | 17.7991 | 17.8263 | 17.9314 | 18.0268 | 18.0925 | -0.6549%
PRC000:ga_NaturalGas | Natural Gas | 7.0201 | 5.6219 | 4.4825 | 3.8676 | 3.385 | 3.086 | 2.9678 | 2.963 | 2.9999 | 3.0714 | 3.1524 | 3.2819 | 3.3913 | 3.5112 | 3.5464 | 3.5937 | 3.7334 | 3.7045 | 3.8441 | 3.9176 | 3.8986 | 3.8471 | 3.7784 | 3.7701 | 3.7463 | 3.714 | 3.6975 | 3.6426 | 3.6408 | -2.318%
PRC000:ga_SteamCoal | Steam Coal | 2.1348 | 2.0571 | 2.0539 | 2.0371 | 2.0082 | 1.9887 | 1.9642 | 1.9527 | 1.9541 | 1.9472 | 1.9176 | 1.9061 | 1.9046 | 1.8978 | 1.8915 | 1.8893 | 1.9147 | 1.9103 | 1.9124 | 1.9111 | 1.9094 | 1.909 | 1.9038 | 1.8998 | 1.9005 | 1.8954 | 1.8867 | 1.8902 | 1.8873 | -0.4391%
PRC000:ga_uranium | Uranium | 0.71087 | 0.7108 | 0.71074 | 0.71068 | 0.71061 | 0.71054 | 0.71048 | 0.71041 | 0.71035 | 0.71028 | 0.71022 | 0.71015 | 0.71008 | 0.71002 | 0.70995 | 0.70989 | 0.70983 | 0.70976 | 0.70969 | 0.70963 | 0.70956 | 0.7095 | 0.70943 | 0.70937 | 0.7093 | 0.70923 | 0.70917 | 0.70911 | 0.70904 | -0.0092%
Average Price to All Users 9/
PRC000:ha_LiquefiedPetr | Propane | 28.0797 | 28.8631 | 27.5776 | 26.0319 | 24.9218 | 24.1518 | 23.7979 | 23.7148 | 23.8767 | 24.1914 | 24.6429 | 25.1979 | 25.7067 | 26.0629 | 26.3071 | 26.5398 | 26.903 | 26.9892 | 27.2848 | 27.549 | 27.6984 | 27.7405 | 27.713 | 27.7641 | 27.9217 | 27.9429 | 28.0187 | 28.0135 | 27.9683 | -0.0142%
PRC000:ha_Ethanol(E85) | E85 3/ | 38.1554 | 33.744 | 32.4138 | 30.2547 | 29.9678 | 29.8062 | 29.8451 | 29.9216 | 30.0573 | 30.0344 | 30.2269 | 30.3304 | 30.4678 | 30.5634 | 30.926 | 30.9964 | 31.1172 | 31.2736 | 31.3341 | 31.3515 | 31.4507 | 31.336 | 31.5542 | 31.58 | 32.4207 | 32.4301 | 32.7126 | 32.8125 | 33.1197 | -0.5042%
PRC000:ha_MotorGasoline | Motor Gasoline 4/ | 34.7827 | 30.4526 | 27.6558 | 25.8389 | 25.5712 | 25.4144 | 25.4173 | 25.463 | 25.5526 | 25.5177 | 25.6532 | 25.7173 | 25.8072 | 25.866 | 26.146 | 26.1865 | 26.2685 | 26.3852 | 26.4225 | 26.4254 | 26.496 | 26.3918 | 26.5672 | 26.58 | 27.3247 | 27.3243 | 27.5481 | 27.6215 | 27.8648 | -0.7888%
PRC000:ha_JetFuel | Jet Fuel 5/ | 26.7398 | 22.5678 | 21.6585 | 20.1757 | 19.9466 | 19.7139 | 19.6196 | 19.733 | 19.7549 | 19.9724 | 20.1317 | 20.2187 | 20.3683 | 20.5229 | 20.6221 | 20.7461 | 20.8691 | 20.9668 | 21.0876 | 21.2944 | 21.3431 | 21.507 | 21.467 | 21.6228 | 21.9445 | 21.9905 | 22.0511 | 22.1514 | 22.1803 | -0.6655%
PRC000:ha_DistillateFue | Distillate Fuel Oil | 36.6776 | 32.8472 | 31.0668 | 28.8506 | 27.8062 | 26.7721 | 25.894 | 25.9916 | 26.0019 | 26.1686 | 26.2751 | 26.4023 | 26.4476 | 26.6338 | 26.6456 | 26.7733 | 26.8628 | 26.9075 | 26.9572 | 27.1161 | 27.1113 | 27.231 | 27.145 | 27.2026 | 27.6915 | 27.7159 | 27.7502 | 27.8211 | 27.8237 | -0.9819%
PRC000:ha_ResidualFuel | Residual Fuel Oil | 15.552 | 15.0071 | 16.8305 | 16.0908 | 16.2221 | 16.4034 | 16.5303 | 16.6089 | 16.7081 | 16.786 | 16.884 | 16.9768 | 17.0688 | 17.1832 | 17.2413 | 17.3288 | 17.425 | 17.4952 | 17.5571 | 17.657 | 17.6729 | 17.7388 | 17.7262 | 17.7614 | 17.9444 | 17.9423 | 18.046 | 18.1324 | 18.219 | 0.5669%
PRC000:ha_NaturalGas | Natural Gas | 8.8814 | 7.9761 | 6.8525 | 6.2939 | 5.8524 | 5.6243 | 5.5257 | 5.5661 | 5.642 | 5.7658 | 5.8795 | 6.0392 | 6.1689 | 6.2803 | 6.3064 | 6.3494 | 6.4567 | 6.4118 | 6.5034 | 6.5701 | 6.5533 | 6.5022 | 6.444 | 6.4483 | 6.5192 | 6.479 | 6.4378 | 6.3989 | 6.3922 | -1.168%
PRC000:ha_Metallugical | Metallurgical Coal | 5.4304 | 5.4467 | 5.6791 | 5.6767 | 5.707 | 5.7574 | 5.7974 | 5.8434 | 5.9476 | 6.0098 | 6.1108 | 6.183 | 6.2507 | 6.3259 | 6.4031 | 6.4954 | 6.5684 | 6.639 | 6.7099 | 6.7595 | 6.8068 | 6.8561 | 6.9083 | 6.9656 | 7.0184 | 7.0695 | 7.1227 | 7.1712 | 7.2262 | 1.026%
PRC000:ha_Coal | Other Coal | 2.1756 | 2.0991 | 2.0955 | 2.0863 | 2.0663 | 2.0564 | 2.0445 | 2.0449 | 2.0536 | 2.0466 | 2.0188 | 2.0047 | 2.0024 | 1.9945 | 1.988 | 1.9873 | 2.0135 | 2.0109 | 2.0146 | 2.0117 | 2.009 | 2.0086 | 2.0055 | 2.0037 | 2.0078 | 2.0058 | 2.0039 | 2.0071 | 2.0072 | -0.2872%
PRC000:ha_CoaltoLiquids | Coal to Liquids | [29 empty] | -- | -- | bar: 2022 to 2050
PRC000:ha_Electricity | Electricity | 35.8294 | 34.9158 | 33.622 | 32.3279 | 31.5616 | 31.0156 | 30.6277 | 30.4793 | 30.5209 | 30.6185 | 30.7009 | 31.1535 | 31.4465 | 31.45 | 31.6341 | 31.8623 | 32.2039 | 32.4693 | 32.6946 | 32.8768 | 32.9517 | 32.9968 | 33.0342 | 33.0648 | 32.9643 | 32.8147 | 32.7632 | 32.5821 | 32.3097 | -0.3686%
Non-Renewable Energy Expenditures by Sector
(billion 2022 dollars)
PRC000:ia_Residential | Residential | 322.7945 | 311.1056 | 296.5826 | 287.5154 | 281.8973 | 278.237 | 276.0139 | 276.5305 | 277.7496 | 279.739 | 281.6698 | 286.2133 | 289.8099 | 291.7248 | 294.6184 | 298.1809 | 302.58 | 305.6289 | 309.1758 | 312.5415 | 315.099 | 317.3845 | 319.5197 | 322.4008 | 325.7797 | 327.3389 | 329.2537 | 330.6585 | 331.6489 | 0.0967%
PRC000:ia_Commercial | Commercial | 237.5858 | 225.8779 | 213.0119 | 203.1153 | 197.8513 | 193.9162 | 191.9726 | 191.9953 | 192.8086 | 194.0073 | 195.2019 | 198.0367 | 200.0531 | 200.7355 | 201.8906 | 203.2268 | 205.2542 | 206.3169 | 207.7161 | 209.1165 | 209.912 | 210.6157 | 211.1455 | 212.0106 | 213.2605 | 212.9516 | 213.5223 | 213.61 | 213.5339 | -0.3805%
PRC000:ia_Industrial | Industrial 1/ | 310.1033 | 282.2694 | 252.552 | 234.866 | 226.71 | 221.5754 | 219.7388 | 221.3373 | 224.222 | 228.2958 | 233.6268 | 240.3378 | 245.9432 | 250.1894 | 253.3014 | 257.2685 | 262.927 | 265.2541 | 271.089 | 276.1729 | 279.2743 | 280.3484 | 281.2608 | 283.2466 | 285.4295 | 287.5195 | 289.1187 | 290.2235 | 292.7984 | -0.2049%
PRC000:ia_Transportatio | Transportation | 881.9618 | 779.2169 | 718.769 | 663.47 | 647.3976 | 634.1222 | 624.3456 | 620.4953 | 615.7128 | 611.4713 | 610.014 | 608.5733 | 607.8762 | 607.8991 | 609.5109 | 609.857 | 611.1437 | 612.7571 | 614.4716 | 617.2128 | 619.5201 | 620.9869 | 624.36 | 627.8281 | 645.2695 | 649.3306 | 656.6599 | 662.2708 | 670.698 | -0.9732%
PRC000:ia_TotalNon-Rene | Total Non-Renewable Expenditures | 1752.4453 | 1598.4698 | 1480.9155 | 1388.9667 | 1353.8562 | 1327.8508 | 1312.0709 | 1310.3584 | 1310.493 | 1313.5134 | 1320.5126 | 1333.1611 | 1343.6825 | 1350.5488 | 1359.3213 | 1368.5332 | 1381.905 | 1389.957 | 1402.4525 | 1415.0437 | 1423.8054 | 1429.3354 | 1436.2861 | 1445.4862 | 1469.7393 | 1477.1406 | 1488.5547 | 1496.7627 | 1508.6792 | -0.5335%
PRC000:ja_Transportatio | Transportation Renewable Expenditures | 1.29 | 1.1536 | 1.0402 | 0.96701 | 0.93401 | 0.90322 | 0.87303 | 0.84012 | 0.80677 | 0.76969 | 0.73878 | 0.70919 | 0.6833 | 0.65939 | 0.64222 | 0.62533 | 0.61408 | 0.60782 | 0.60403 | 0.60173 | 0.60325 | 0.60369 | 0.61093 | 0.61596 | 0.63655 | 0.64446 | 0.6571 | 0.66826 | 0.68326 | -2.244%
PRC000:ja_TotalExpendit | Total Expenditures | 1753.7354 | 1599.6234 | 1481.9557 | 1389.9337 | 1354.7902 | 1328.754 | 1312.944 | 1311.1985 | 1311.2998 | 1314.2831 | 1321.2513 | 1333.8704 | 1344.3658 | 1351.2083 | 1359.9635 | 1369.1586 | 1382.5192 | 1390.5648 | 1403.0565 | 1415.6454 | 1424.4087 | 1429.9391 | 1436.8971 | 1446.1022 | 1470.3759 | 1477.785 | 1489.2118 | 1497.4309 | 1509.3624 | -0.5345%
Prices in Nominal Dollars
Residential
PRC000:nom_R_LiquefiedP | Propane | 29.1334 | 32.6009 | 33.591 | 33.1502 | 32.6351 | 32.3343 | 32.4461 | 32.9316 | 33.7755 | 34.9061 | 36.2938 | 37.9189 | 39.6112 | 41.182 | 42.6249 | 44.0308 | 45.599 | 46.8982 | 48.4378 | 50.0191 | 51.5108 | 52.8839 | 54.1584 | 55.5463 | 57.2346 | 58.6665 | 60.229 | 61.7315 | 63.2006 | 2.804%
PRC000:nom_R_Distillate | Distillate Fuel Oil | 35.2425 | 34.1827 | 33.7242 | 32.6671 | 32.8467 | 33.0469 | 33.432 | 34.2694 | 35.0442 | 36.0649 | 37.0021 | 38.0292 | 39.0012 | 40.1506 | 41.0983 | 42.1916 | 43.2538 | 44.266 | 45.3248 | 46.5845 | 47.6259 | 48.9022 | 49.8745 | 51.1112 | 52.6836 | 53.9825 | 55.335 | 56.7862 | 58.1572 | 1.805%
PRC000:nom_R_NaturalGas | Natural Gas | 14.2939 | 14.646 | 13.6765 | 13.1849 | 12.791 | 12.6056 | 12.5737 | 12.9098 | 13.2499 | 13.6801 | 14.1095 | 14.6344 | 15.1453 | 15.6463 | 16.0782 | 16.5573 | 17.127 | 17.513 | 18.0444 | 18.5992 | 19.0592 | 19.475 | 19.8539 | 20.418 | 21.4414 | 21.923 | 22.3887 | 22.9347 | 23.5545 | 1.8%
PRC000:nom_R_Electricit | Electricity | 42.6692 | 43.146 | 43.2611 | 42.8805 | 43.0094 | 43.3272 | 43.8426 | 44.6873 | 45.8055 | 47.0975 | 48.4056 | 50.2952 | 52.0853 | 53.3621 | 54.9273 | 56.5839 | 58.4443 | 60.1674 | 61.9583 | 63.7138 | 65.3636 | 67.008 | 68.6787 | 70.433 | 71.9755 | 73.4755 | 75.1251 | 76.5782 | 77.8405 | 2.17%
Commercial
PRC000:nom_C_LiquefiedG | Propane | 27.8256 | 27.8559 | 26.557 | 24.9768 | 24.3378 | 24.2125 | 24.5891 | 25.255 | 26.1784 | 27.2612 | 28.5124 | 29.9013 | 31.225 | 32.3274 | 33.3032 | 34.3156 | 35.583 | 36.3944 | 37.6504 | 38.8676 | 39.9177 | 40.838 | 41.6981 | 42.7753 | 44.17 | 45.2802 | 46.5324 | 47.6327 | 48.7013 | 2.019%
PRC000:nom_C_Distillate | Distillate Fuel Oil | 35.2637 | 34.3445 | 32.6585 | 30.3158 | 29.1356 | 27.9451 | 26.8667 | 27.5544 | 28.1724 | 29.0225 | 29.8068 | 30.6486 | 31.4559 | 32.3995 | 33.183 | 34.0866 | 34.9618 | 35.7912 | 36.6612 | 37.7242 | 38.5653 | 39.6355 | 40.4006 | 41.4607 | 43.348 | 44.4036 | 45.5257 | 46.7505 | 47.8822 | 1.099%
PRC000:nom_C_ResidualFu | Residual Fuel Oil | 12.629 | 8.1902 | 10.0642 | 10.6143 | 12.3942 | 14.2548 | 16.2947 | 16.7441 | 17.22 | 17.7476 | 18.2789 | 18.8284 | 19.4127 | 20.0198 | 20.6054 | 21.2046 | 21.827 | 22.406 | 23.0344 | 23.7481 | 24.3064 | 24.9762 | 25.6018 | 26.2948 | 27.1972 | 27.842 | 28.7296 | 29.5873 | 30.4332 | 3.191%
PRC000:nom_C_NaturalGas | Natural Gas | 10.9868 | 10.7523 | 9.9479 | 9.6419 | 9.4136 | 9.3767 | 9.4731 | 9.7254 | 9.9732 | 10.3003 | 10.6272 | 11.0506 | 11.4497 | 11.8371 | 12.1595 | 12.5296 | 12.9868 | 13.2671 | 13.6884 | 14.1279 | 14.4717 | 14.771 | 15.0361 | 15.4696 | 16.1778 | 16.4898 | 16.8066 | 17.21 | 17.6858 | 1.715%
PRC000:nom_C_Electricit | Electricity | 36.6709 | 37.3844 | 36.6349 | 35.8297 | 35.6826 | 35.778 | 35.9707 | 36.4698 | 37.2395 | 38.0709 | 38.9043 | 40.2777 | 41.5486 | 42.4208 | 43.531 | 44.6626 | 46.0126 | 47.2669 | 48.526 | 49.7756 | 50.9268 | 52.1057 | 53.2475 | 54.4004 | 55.3754 | 56.2208 | 57.3638 | 58.2722 | 59.0573 | 1.716%
Industrial 1/
PRC000:nom_I_LiquefiedP | Propane | 23.435 | 22.3566 | 20.4876 | 18.5335 | 17.736 | 17.4772 | 17.741 | 18.2861 | 19.0905 | 20.0493 | 21.187 | 22.464 | 23.6555 | 24.598 | 25.4059 | 26.2692 | 27.4294 | 28.035 | 29.1785 | 30.2491 | 31.1112 | 31.8165 | 32.4504 | 33.3119 | 34.0866 | 34.9706 | 36.0062 | 36.8423 | 37.6364 | 1.706%
PRC000:nom_I_Distillate | Distillate Fuel Oil | 35.1873 | 34.1607 | 32.5107 | 30.1223 | 28.8931 | 27.6592 | 26.5323 | 27.2285 | 27.8449 | 28.6918 | 29.4805 | 30.3363 | 31.1384 | 32.1002 | 32.8784 | 33.7922 | 34.6711 | 35.5051 | 36.3807 | 37.4526 | 38.2995 | 39.3806 | 40.1563 | 41.1884 | 42.5539 | 43.6094 | 44.7286 | 45.947 | 47.0708 | 1.045%
PRC000:nom_I_ResidualFu | Residual Fuel Oil | 13.3452 | 8.8474 | 10.8473 | 11.7018 | 13.6687 | 15.8344 | 18.055 | 18.5503 | 19.091 | 19.6793 | 20.2831 | 20.912 | 21.5736 | 22.2556 | 22.9056 | 23.5663 | 24.2627 | 24.9096 | 25.6164 | 26.4043 | 27.0342 | 27.7738 | 28.3989 | 29.1638 | 30.1575 | 30.8825 | 31.8319 | 32.7567 | 33.6881 | 3.362%
PRC000:nom_I_NaturalGas | Natural Gas 2/ | 7.3309 | 6.5292 | 5.5049 | 5.0051 | 4.63 | 4.4582 | 4.4578 | 4.5734 | 4.7465 | 4.9859 | 5.2409 | 5.5704 | 5.872 | 6.161 | 6.3292 | 6.5344 | 6.8599 | 6.9286 | 7.2655 | 7.5479 | 7.7088 | 7.8022 | 7.8997 | 8.0797 | 8.208 | 8.3412 | 8.4794 | 8.605 | 8.8054 | 0.6567%
PRC000:nom_I_Metallurgi | Metallurgical Coal | 5.4304 | 5.6719 | 6.0582 | 6.1873 | 6.353 | 6.5476 | 6.7355 | 6.9378 | 7.2191 | 7.4615 | 7.7608 | 8.0385 | 8.3212 | 8.6186 | 8.9247 | 9.2559 | 9.5669 | 9.8821 | 10.2104 | 10.5165 | 10.8292 | 11.1578 | 11.5023 | 11.8679 | 12.24 | 12.6221 | 13.0218 | 13.4252 | 13.8548 | 3.402%
PRC000:nom_I_SteamCoal | Other Industrial Coal | 2.7996 | 2.8529 | 3.004 | 3.1377 | 3.1962 | 3.2463 | 3.2952 | 3.3557 | 3.4231 | 3.4955 | 3.5674 | 3.6512 | 3.74 | 3.83 | 3.9236 | 4.0266 | 4.1349 | 4.2378 | 4.336 | 4.4368 | 4.5369 | 4.6451 | 4.7516 | 4.8683 | 4.9892 | 5.1152 | 5.2472 | 5.367 | 5.4973 | 2.439%
PRC000:nom_I_CoaltoLiqu | Coal to Liquids | [29 empty] | -- | -- | bar: 2022 to 2050
PRC000:nom_I_Electricit | Electricity | 24.421 | 24.9601 | 23.6447 | 22.8426 | 22.436 | 22.2802 | 22.3395 | 22.5986 | 23.0432 | 23.5616 | 24.1171 | 25.1071 | 25.8378 | 26.3733 | 27.1525 | 27.9912 | 28.9985 | 29.9767 | 30.8945 | 31.7978 | 32.5305 | 33.2138 | 33.9687 | 34.6768 | 35.2742 | 35.8784 | 36.6067 | 37.2441 | 37.7859 | 1.571%
Transportation
PRC000:nom_T_LiquefiedP | Propane | 25.6738 | 25.1261 | 23.9721 | 22.6884 | 22.2626 | 22.2467 | 22.6462 | 23.2735 | 24.1125 | 25.0777 | 26.1829 | 27.4003 | 28.5508 | 29.5074 | 30.3649 | 31.2645 | 32.3904 | 33.0959 | 34.2228 | 35.2946 | 36.2188 | 37.0402 | 37.8205 | 38.8042 | 40.155 | 41.167 | 42.3024 | 43.2971 | 44.2746 | 1.965%
PRC000:nom_T_Ethan(E85) | E85 3/ | 38.1554 | 35.139 | 34.5776 | 32.9762 | 33.3599 | 33.8967 | 34.6743 | 35.5256 | 36.4832 | 37.2897 | 38.3888 | 39.4325 | 40.56 | 41.64 | 43.1045 | 44.1697 | 45.3222 | 46.5503 | 47.6806 | 48.7766 | 50.0363 | 50.9965 | 52.5374 | 53.8056 | 56.5412 | 57.9013 | 59.8057 | 61.4281 | 63.5001 | 1.836%
PRC000:nom_T_MotorGasol | Motor Gasoline 4/ | 34.7858 | 31.7618 | 29.5006 | 28.1366 | 28.4317 | 28.8722 | 29.51 | 30.2103 | 30.9922 | 31.6564 | 32.5529 | 33.4058 | 34.3247 | 35.2073 | 36.4084 | 37.2795 | 38.2221 | 39.2343 | 40.1648 | 41.0686 | 42.1074 | 42.9017 | 44.1835 | 45.2332 | 47.5908 | 48.7198 | 50.2966 | 51.6403 | 53.3531 | 1.539%
PRC000:nom_T_JetFuel | Jet Fuel 5/ | 26.7398 | 23.5007 | 23.1043 | 21.9905 | 22.2044 | 22.4194 | 22.7943 | 23.4288 | 23.9783 | 24.797 | 25.5677 | 26.2863 | 27.1152 | 27.9607 | 28.743 | 29.5631 | 30.3959 | 31.2088 | 32.0887 | 33.1299 | 33.9557 | 35.0007 | 35.7424 | 36.8406 | 38.2708 | 39.2621 | 40.3141 | 41.4696 | 42.526 | 1.671%
PRC000:nom_T_Distillate | Diesel Fuel (distillate fuel oil) 6/ | 37.1237 | 34.2158 | 33.2505 | 31.6742 | 31.3182 | 30.9297 | 30.7002 | 31.4871 | 32.2208 | 33.1517 | 34.0713 | 35.0327 | 35.9355 | 37.0582 | 37.9208 | 38.9669 | 39.9763 | 40.9183 | 41.9039 | 43.109 | 44.0993 | 45.3052 | 46.1949 | 47.366 | 49.5074 | 50.7297 | 52.0332 | 53.4011 | 54.7062 | 1.394%
PRC000:nom_T_ResidualFu | Residual Fuel Oil | 15.3918 | 16.1948 | 18.4557 | 17.8856 | 18.2872 | 18.7676 | 19.2109 | 19.7259 | 20.2877 | 20.8483 | 21.4509 | 22.0811 | 22.7339 | 23.4229 | 24.043 | 24.71 | 25.4008 | 26.0658 | 26.7465 | 27.5159 | 28.179 | 28.9508 | 29.6147 | 30.3813 | 31.4142 | 32.1545 | 33.1144 | 34.0711 | 35.0659 | 2.984%
PRC000:nom_T_NaturalGas | Natural Gas 7/ | 17.5493 | 16.9722 | 15.8812 | 15.5909 | 15.1501 | 15.0779 | 15.1144 | 15.2895 | 15.5417 | 15.8836 | 16.2211 | 16.6599 | 17.0548 | 17.4158 | 17.6336 | 17.8731 | 18.2591 | 18.3584 | 18.7346 | 19.0615 | 19.2751 | 19.4336 | 19.5911 | 19.9254 | 21.4478 | 21.6679 | 21.9053 | 22.2011 | 22.5783 | 0.904%
PRC000:nom_T_Electricit | Electricity | 42.504 | 45.8339 | 45.5497 | 43.8926 | 44.4136 | 45.2949 | 46.1719 | 47.164 | 48.2268 | 49.5749 | 51.0129 | 52.7397 | 54.3873 | 55.9358 | 57.2413 | 58.9834 | 60.6852 | 62.6279 | 64.3447 | 66.1647 | 67.6618 | 69.1608 | 70.7031 | 72.4386 | 74.3347 | 75.8485 | 77.6714 | 78.6707 | 79.871 | 2.279%
Electric Power 8/
PRC000:nom_E_Distillate | Distillate Fuel Oil | 35.2594 | 34.269 | 32.7654 | 30.3836 | 29.2376 | 28.0324 | 26.8651 | 27.6685 | 28.4554 | 29.0905 | 29.9017 | 30.5982 | 31.5153 | 32.3839 | 33.2289 | 34.0439 | 34.855 | 35.7323 | 36.6713 | 37.7403 | 38.58 | 39.6472 | 40.4664 | 41.6052 | 43.0062 | 44.096 | 45.2418 | 46.5517 | 47.6888 | 1.084%
PRC000:nom_E_ResidualFu | Residual Fuel Oil | 21.7467 | 19.3518 | 19.6686 | 18.9943 | 19.3652 | 19.8458 | 20.2683 | 20.7823 | 21.345 | 21.886 | 22.4967 | 23.1279 | 23.7768 | 24.4953 | 25.1328 | 25.7837 | 26.4572 | 27.1238 | 27.7479 | 28.3316 | 28.8056 | 29.2736 | 29.6308 | 29.9522 | 31.0414 | 31.8273 | 32.7824 | 33.748 | 34.6886 | 1.682%
PRC000:nom_E_NaturalGas | Natural Gas | 7.0201 | 5.8542 | 4.7817 | 4.2155 | 3.7682 | 3.5096 | 3.448 | 3.5179 | 3.6413 | 3.8133 | 4.0036 | 4.2668 | 4.5146 | 4.7837 | 4.9429 | 5.121 | 5.4377 | 5.514 | 5.8495 | 6.0951 | 6.2025 | 6.2608 | 6.291 | 6.4235 | 6.5335 | 6.6311 | 6.7598 | 6.8193 | 6.9804 | -0.0202%
PRC000:nom_E_SteamCoal | Steam Coal | 2.1348 | 2.1422 | 2.191 | 2.2204 | 2.2355 | 2.2616 | 2.282 | 2.3185 | 2.3719 | 2.4176 | 2.4354 | 2.4781 | 2.5355 | 2.5856 | 2.6364 | 2.6922 | 2.7888 | 2.8435 | 2.9101 | 2.9733 | 3.0378 | 3.1068 | 3.1698 | 3.2368 | 3.3144 | 3.384 | 3.4493 | 3.5387 | 3.6185 | 1.903%
PRC000:nom_E_uranium | Uranium | 0.71087 | 0.74018 | 0.75818 | 0.7746 | 0.79104 | 0.80806 | 0.82544 | 0.84346 | 0.86222 | 0.88185 | 0.90199 | 0.92327 | 0.94529 | 0.96735 | 0.98952 | 1.0116 | 1.0339 | 1.0565 | 1.0799 | 1.104 | 1.1289 | 1.1546 | 1.1812 | 1.2086 | 1.237 | 1.2663 | 1.2965 | 1.3275 | 1.3594 | 2.343%
Average Price to All Users 9/
PRC000:nom_Avg_Liquefie | Propane | 28.0797 | 30.0562 | 29.4186 | 28.3735 | 27.7428 | 27.4664 | 27.6487 | 28.1563 | 28.9813 | 30.0351 | 31.297 | 32.7597 | 34.2219 | 35.5085 | 36.6667 | 37.819 | 39.1842 | 40.1731 | 41.5188 | 42.8608 | 44.0666 | 45.1451 | 46.1419 | 47.3041 | 48.6949 | 49.8897 | 51.2242 | 52.4439 | 53.6233 | 2.337%
PRC000:nom_Avg_E85_E85 | E85 3/ | 38.1554 | 35.139 | 34.5776 | 32.9762 | 33.3599 | 33.8967 | 34.6743 | 35.5256 | 36.4832 | 37.2897 | 38.3888 | 39.4325 | 40.56 | 41.64 | 43.1045 | 44.1697 | 45.3222 | 46.5503 | 47.6806 | 48.7766 | 50.0363 | 50.9965 | 52.5374 | 53.8056 | 56.5412 | 57.9013 | 59.8057 | 61.4281 | 63.5001 | 1.836%
PRC000:nom_Avg_MotorGas | Motor Gasoline 4/ | 34.7827 | 31.7115 | 29.502 | 28.1632 | 28.4657 | 28.9023 | 29.5301 | 30.2319 | 31.0155 | 31.6818 | 32.5801 | 33.435 | 34.3557 | 35.2403 | 36.4422 | 37.3156 | 38.2601 | 39.274 | 40.2066 | 41.1127 | 42.1535 | 42.9503 | 44.2341 | 45.2867 | 47.6537 | 48.7853 | 50.3639 | 51.7101 | 53.4249 | 1.544%
PRC000:nom_Avg_JetFuel | Jet Fuel 5/ | 26.7398 | 23.5007 | 23.1043 | 21.9905 | 22.2044 | 22.4194 | 22.7943 | 23.4288 | 23.9783 | 24.797 | 25.5677 | 26.2863 | 27.1152 | 27.9607 | 28.743 | 29.5631 | 30.3959 | 31.2088 | 32.0887 | 33.1299 | 33.9557 | 35.0007 | 35.7424 | 36.8406 | 38.2708 | 39.2621 | 40.3141 | 41.4696 | 42.526 | 1.671%
PRC000:nom_Avg_Distilla | Distillate Fuel Oil | 36.6776 | 34.2051 | 33.1407 | 31.4458 | 30.9537 | 30.4462 | 30.0838 | 30.8595 | 31.5609 | 32.4899 | 33.3699 | 34.3256 | 35.2082 | 36.2864 | 37.1386 | 38.1518 | 39.1257 | 40.0514 | 41.0202 | 42.1873 | 43.1325 | 44.316 | 45.1961 | 46.3474 | 48.2935 | 49.4845 | 50.7333 | 52.0837 | 53.346 | 1.347%
PRC000:nom_Avg_Residual | Residual Fuel Oil | 15.552 | 15.6274 | 17.954 | 17.5382 | 18.0583 | 18.6546 | 19.2051 | 19.7196 | 20.2801 | 20.8409 | 21.4431 | 22.0716 | 22.7228 | 23.4107 | 24.0308 | 24.6934 | 25.3796 | 26.0413 | 26.7164 | 27.4707 | 28.1166 | 28.8683 | 29.514 | 30.2616 | 31.2948 | 32.0345 | 32.992 | 33.9456 | 34.931 | 2.932%
PRC000:nom_Avg_NaturalG | Natural Gas | 8.8814 | 8.3058 | 7.31 | 6.86 | 6.5148 | 6.3961 | 6.4198 | 6.6086 | 6.8482 | 7.1587 | 7.467 | 7.8515 | 8.2123 | 8.5563 | 8.7898 | 9.0479 | 9.4043 | 9.5439 | 9.8961 | 10.2218 | 10.4259 | 10.5818 | 10.7292 | 10.9864 | 11.3694 | 11.5677 | 11.7698 | 11.9793 | 12.2557 | 1.157%
PRC000:nom_Avg_Metallug | Metallurgical Coal | 5.4304 | 5.6719 | 6.0582 | 6.1873 | 6.353 | 6.5476 | 6.7355 | 6.9378 | 7.2191 | 7.4615 | 7.7608 | 8.0385 | 8.3212 | 8.6186 | 8.9247 | 9.2559 | 9.5669 | 9.8821 | 10.2104 | 10.5165 | 10.8292 | 11.1578 | 11.5023 | 11.8679 | 12.24 | 12.6221 | 13.0218 | 13.4252 | 13.8548 | 3.402%
PRC000:nom_Avg_Coal | Other Coal | 2.1756 | 2.1859 | 2.2354 | 2.274 | 2.3001 | 2.3386 | 2.3753 | 2.4279 | 2.4926 | 2.541 | 2.5639 | 2.6063 | 2.6657 | 2.7173 | 2.7708 | 2.832 | 2.9326 | 2.9933 | 3.0656 | 3.1299 | 3.1962 | 3.2689 | 3.3392 | 3.4139 | 3.5016 | 3.5813 | 3.6636 | 3.7574 | 3.8485 | 2.058%
PRC000:nom_Avg_CoaltoLi | Coal to Liquids | [29 empty] | -- | -- | bar: 2022 to 2050
PRC000:nom_Avg_Electric | Electricity | 35.8294 | 36.3592 | 35.8665 | 35.2359 | 35.1342 | 35.2721 | 35.5835 | 36.1878 | 37.0461 | 38.0148 | 38.9907 | 40.5027 | 41.863 | 42.848 | 44.0914 | 45.4036 | 46.905 | 48.3302 | 49.7507 | 51.1497 | 52.4242 | 53.6993 | 55.0015 | 56.3352 | 57.4892 | 58.5879 | 59.8982 | 60.9968 | 61.947 | 1.975%
Non-Renewable Energy Expenditures by Sector
(billion nominal dollars)
PRC000:nom_Residential | Residential | 322.7944 | 323.9662 | 316.3812 | 313.3783 | 313.8058 | 316.4221 | 320.6755 | 328.3216 | 337.1302 | 347.3138 | 357.7267 | 372.1055 | 385.8077 | 397.4508 | 410.638 | 424.9058 | 440.708 | 454.9247 | 470.4672 | 486.2523 | 501.304 | 516.5148 | 531.9969 | 549.3018 | 568.1539 | 584.436 | 601.9465 | 619.0243 | 635.8663 | 2.451%
PRC000:nom_Commercial | Commercial | 237.5858 | 235.2154 | 227.2317 | 221.3861 | 220.2465 | 220.5292 | 223.0355 | 227.954 | 234.0295 | 240.8724 | 247.9106 | 257.4672 | 266.3195 | 273.4855 | 281.3943 | 289.5968 | 298.9529 | 307.1001 | 316.0779 | 325.3435 | 333.9577 | 342.7581 | 351.5549 | 361.2206 | 371.9225 | 380.2072 | 390.3647 | 399.8982 | 409.4058 | 1.962%
PRC000:nom_Industrial | Industrial 1/ | 310.1033 | 293.9379 | 269.4113 | 255.993 | 252.3717 | 251.9843 | 255.2946 | 262.7914 | 272.1588 | 283.4437 | 296.7111 | 312.4627 | 327.4105 | 340.8622 | 353.0505 | 366.606 | 382.9533 | 394.8274 | 412.5112 | 429.67 | 444.3089 | 456.2418 | 468.2961 | 482.5915 | 497.7839 | 513.3419 | 528.5713 | 543.3261 | 561.3786 | 2.142%
PRC000:nom_TransNonRenw | Transportation | 881.9618 | 811.4285 | 766.751 | 723.1511 | 720.6779 | 721.1488 | 725.3704 | 736.7073 | 747.3471 | 759.1804 | 774.7308 | 791.205 | 809.2315 | 828.2121 | 849.5338 | 869.0422 | 890.1312 | 912.0813 | 935.0304 | 960.2601 | 985.6201 | 1010.6005 | 1039.5527 | 1069.6843 | 1125.3384 | 1159.3251 | 1200.5155 | 1239.834 | 1285.9208 | 1.356%
PRC000:nom_TotalNon-Ren | Total Non-Renewable Expenditures | 1752.4452 | 1664.548 | 1579.7753 | 1513.9084 | 1507.1022 | 1510.0844 | 1524.376 | 1555.7744 | 1590.6655 | 1630.8104 | 1677.0793 | 1733.2404 | 1788.7692 | 1840.0106 | 1894.6166 | 1950.1508 | 2012.7452 | 2068.9336 | 2134.0867 | 2201.5259 | 2265.1909 | 2326.1152 | 2391.4006 | 2462.7983 | 2563.1987 | 2637.3101 | 2721.3984 | 2802.0825 | 2892.5715 | 1.806%
PRC000:nom_TransRenewEx | Transportation Renewable Expenditures | 1.29 | 1.2012 | 1.1096 | 1.054 | 1.0397 | 1.0272 | 1.0143 | 0.99747 | 0.97925 | 0.95562 | 0.93827 | 0.92202 | 0.90963 | 0.89836 | 0.89512 | 0.89109 | 0.89441 | 0.90473 | 0.91914 | 0.93617 | 0.95973 | 0.98245 | 1.0172 | 1.0495 | 1.1101 | 1.1506 | 1.2013 | 1.251 | 1.31 | 0.055%
PRC000:nom_TotalExpendi | Total Expenditures | 1753.7352 | 1665.7493 | 1580.8849 | 1514.9625 | 1508.1418 | 1511.1115 | 1525.3903 | 1556.7719 | 1591.6449 | 1631.766 | 1678.0175 | 1734.1624 | 1789.679 | 1840.9091 | 1895.5117 | 1951.042 | 2013.6398 | 2069.8384 | 2135.0059 | 2202.4622 | 2266.1506 | 2327.0977 | 2392.418 | 2463.8479 | 2564.3091 | 2638.4607 | 2722.5996 | 2803.3333 | 2893.8816 | 1.805%
1/ Includes energy for combined-heat-and-power plants that have a non-regulatory status and small on-site generating systems.
2/ Excludes use for lease and plant fuel and fuel used for liquefaction in export facilities.
3/ E85 refers to a high-level ethanol-gasoline blend containing 51% to 83% ethanol, depending on geography and season. To address cold
starting issues, the percentage of ethanol varies seasonally. The annual average ethanol content of 74% is used for these projections
4/ Sales weighted-average price for all grades. Includes Federal, State, and local taxes.
5/ Kerosene-type jet fuel. Includes federal and state taxes while excluding county and local taxes.
6/ Diesel fuel for on-road use. Includes federal and state taxes while excluding county and local taxes.
7/ Natural gas used as fuel in motor vehicles, trains, and ships. Price includes estimated motor vehicle fuel taxes
and estimated dispensing costs or charges.
8/ Includes electricity-only and combined-heat-and-power plants that have a regulatory status.
9/ Weighted averages of end-use fuel prices are derived from the prices shown in each sector and the corresponding sectoral consumption.
Btu = British thermal unit.
- - = Not applicable.
Data source: 2022: U.S. Energy Information Administration (EIA), Short-Term Energy Outlook, November 2022 and EIA, AEO2023
National Energy Modeling System run ref2023.d020623a. Projections: EIA, AEO2023 National Energy Modeling System run ref2023.d020623a.

## AEO Table 3 2022 (hidden)
| ref2022.d011222a | 2021 | 2022 | 2023 | 2024 | 2025 | 2026 | 2027 | 2028 | 2029 | 2030 | 2031 | 2032 | 2033 | 2034 | 2035 | 2036 | 2037 | 2038 | 2039 | 2040 | 2041 | 2042 | 2043 | 2044 | 2045 | 2046 | 2047 | 2048 | 2049 | 2050
|  | Report | Annual Energy Outlook 2022
|  | Scenario | ref2022 |  |  | Reference
|  | Datekey | d011222a
|  | Release Date |  | March 2022
PRC000 | 3. Energy Prices by Sector and Source | [30 empty] | Average
| (2021 dollars per million Btu, unless otherwise noted) | [30 empty] | Annual
Change
| Sector and Source | 2021 | 2022 | 2023 | 2024 | 2025 | 2026 | 2027 | 2028 | 2029 | 2030 | 2031 | 2032 | 2033 | 2034 | 2035 | 2036 | 2037 | 2038 | 2039 | 2040 | 2041 | 2042 | 2043 | 2044 | 2045 | 2046 | 2047 | 2048 | 2049 | 2050 | 2021–2050
Residential
PRC000:ba_LiquefiedPetr | Propane | 21.5195 | 23.172 | 22.8829 | 22.8795 | 22.8147 | 22.8603 | 23.0903 | 23.5269 | 24.0411 | 24.5181 | 24.9866 | 25.5942 | 26.0295 | 26.3332 | 26.5268 | 26.637 | 26.8236 | 27.0449 | 27.2152 | 27.4955 | 27.787 | 28.0602 | 28.4155 | 28.7395 | 28.8738 | 28.8522 | 28.7657 | 28.6998 | 28.6824 | 28.6282 | 0.9891%
PRC000:ba_DistillateFue | Distillate Fuel Oil | 21.7448 | 22.0681 | 21.4954 | 22.811 | 23.4163 | 23.9537 | 24.6057 | 24.701 | 24.8016 | 24.7265 | 24.8944 | 25.0069 | 25.0678 | 25.021 | 25.013 | 25.0307 | 25.1732 | 25.2664 | 25.2692 | 25.4881 | 25.652 | 25.7223 | 25.9943 | 26.2574 | 26.2394 | 26.4215 | 26.3915 | 26.3016 | 26.3729 | 26.2335 | 0.6492%
PRC000:ba_NaturalGas | Natural Gas | 11.7148 | 12.1519 | 11.5302 | 11.0493 | 10.7387 | 10.5571 | 10.4309 | 10.5693 | 10.7335 | 10.8246 | 10.9167 | 11.2496 | 11.389 | 11.4421 | 11.4423 | 11.411 | 11.4492 | 11.4822 | 11.521 | 11.5499 | 11.6305 | 11.6263 | 11.5917 | 11.5773 | 11.5484 | 11.5461 | 11.5506 | 11.5561 | 11.5937 | 11.6166 | -0.029%
PRC000:ba_Electricity | Electricity | 38.7624 | 38.52 | 38.2133 | 37.5714 | 37.3895 | 37.5443 | 37.6087 | 37.6771 | 37.8006 | 37.8265 | 37.957 | 38.1207 | 38.2807 | 38.3617 | 38.0522 | 37.8103 | 37.6591 | 37.5088 | 37.3635 | 37.4188 | 37.3268 | 37.3396 | 37.1707 | 37.0425 | 37.0592 | 36.8178 | 36.7775 | 36.6567 | 36.5385 | 36.2905 | -0.227%
Commercial
PRC000:ca_LiquefiedGas | Propane | 18.8223 | 19.7159 | 18.1205 | 18.0249 | 17.9199 | 18.0091 | 18.3034 | 18.7782 | 19.2335 | 19.5713 | 19.9025 | 20.4322 | 20.744 | 20.8773 | 20.9291 | 20.9498 | 21.1185 | 21.3052 | 21.4004 | 21.6638 | 21.8915 | 22.079 | 22.3827 | 22.604 | 22.5787 | 22.4406 | 22.3126 | 22.263 | 22.2784 | 22.2215 | 0.5741%
PRC000:ca_DistillateFue | Distillate Fuel Oil | 21.8232 | 22.1512 | 20.4103 | 20.6804 | 20.2032 | 19.6694 | 19.258 | 19.3559 | 19.4546 | 19.4077 | 19.5772 | 20.0154 | 20.0725 | 20.0358 | 20.0774 | 20.0929 | 20.2424 | 20.3406 | 20.3412 | 20.5743 | 20.7386 | 20.8116 | 21.0774 | 21.3406 | 21.3348 | 21.5198 | 21.4965 | 21.4077 | 21.4836 | 21.3507 | -0.0754%
PRC000:ca_ResidualFuel | Residual Fuel Oil | 6.5101 | 7.5571 | 7.5076 | 8.7682 | 9.3859 | 9.9389 | 10.7237 | 10.8728 | 10.957 | 11.1066 | 11.2083 | 11.398 | 11.4942 | 11.571 | 11.596 | 11.6406 | 11.6084 | 11.7172 | 11.6507 | 12.2281 | 12.3515 | 12.3761 | 12.6208 | 12.8703 | 12.9113 | 13.0788 | 13.0984 | 13.0717 | 13.1461 | 13.0703 | 2.433%
PRC000:ca_NaturalGas | Natural Gas | 8.4426 | 8.8186 | 8.497 | 8.1806 | 8.0179 | 7.9706 | 7.9628 | 8.0838 | 8.2239 | 8.2933 | 8.3639 | 8.5711 | 8.6706 | 8.6985 | 8.6712 | 8.6271 | 8.6517 | 8.6734 | 8.7012 | 8.7203 | 8.7893 | 8.7742 | 8.7289 | 8.7058 | 8.669 | 8.658 | 8.6549 | 8.6535 | 8.6836 | 8.7002 | 0.1037%
PRC000:ca_Electricity | Electricity | 33.2305 | 32.9185 | 32.0083 | 31.3291 | 31.1086 | 31.2269 | 31.1926 | 31.2054 | 31.24 | 31.1642 | 31.2073 | 31.2523 | 31.3841 | 31.3929 | 31.0029 | 30.7024 | 30.5517 | 30.3428 | 30.176 | 30.2049 | 30.0566 | 30.0575 | 29.8735 | 29.692 | 29.6558 | 29.3913 | 29.3049 | 29.1579 | 29.0369 | 28.7687 | -0.4959%
Industrial 1/
PRC000:da_LiquefiedPetr | Propane | 13.6638 | 14.3576 | 12.5408 | 12.5046 | 12.4092 | 12.5121 | 12.8222 | 13.3168 | 13.7841 | 14.1261 | 14.4693 | 14.7624 | 15.0937 | 15.2251 | 15.2356 | 15.2578 | 15.4478 | 15.651 | 15.7488 | 16.0432 | 16.2897 | 16.4914 | 16.8305 | 17.0699 | 17.0264 | 16.8668 | 16.7277 | 16.68 | 16.7031 | 16.6385 | 0.6815%
PRC000:da_DistillateFue | Distillate Fuel Oil | 21.7524 | 22.0721 | 20.4104 | 20.6466 | 20.1629 | 19.6151 | 19.1833 | 19.2867 | 19.3979 | 19.3672 | 19.5378 | 19.665 | 19.7407 | 19.7083 | 19.7137 | 19.7327 | 19.8837 | 19.9851 | 19.9922 | 20.2378 | 20.4088 | 20.4881 | 20.7594 | 21.0236 | 21.0287 | 21.221 | 21.2064 | 21.124 | 21.2065 | 21.0816 | -0.1079%
PRC000:da_ResidualFuel | Residual Fuel Oil | 7.0922 | 8.294 | 8.4533 | 9.942 | 10.7524 | 11.5514 | 12.5456 | 12.7111 | 12.8296 | 12.9889 | 13.1182 | 13.3293 | 13.4461 | 13.5103 | 13.5728 | 13.6187 | 13.5636 | 13.6826 | 13.634 | 14.2072 | 14.3407 | 14.3767 | 14.6178 | 14.8667 | 14.9077 | 15.0823 | 15.1002 | 15.0803 | 15.1569 | 15.0865 | 2.637%
PRC000:da_NaturalGas | Natural Gas 2/ | 5.0713 | 4.8435 | 4.512 | 4.1554 | 3.9806 | 3.9263 | 3.957 | 4.1146 | 4.2619 | 4.3482 | 4.4055 | 4.4051 | 4.5018 | 4.5068 | 4.436 | 4.3852 | 4.3839 | 4.4058 | 4.4265 | 4.4489 | 4.5032 | 4.5105 | 4.4475 | 4.4126 | 4.3397 | 4.3096 | 4.2912 | 4.2857 | 4.2958 | 4.3037 | -0.5643%
PRC000:da_Metallurgical | Metallurgical Coal | 3.9279 | 3.5188 | 3.3477 | 3.1883 | 3.0982 | 3.0375 | 3.0094 | 3.005 | 3.0162 | 3.0408 | 3.0632 | 3.0941 | 3.1127 | 3.1292 | 3.1513 | 3.1733 | 3.1995 | 3.2217 | 3.2434 | 3.268 | 3.2877 | 3.3065 | 3.33 | 3.3565 | 3.3832 | 3.4101 | 3.4367 | 3.4589 | 3.4835 | 3.5086 | -0.3885%
PRC000:da_SteamCoal | Other Industrial Coal | 2.7295 | 2.6813 | 2.6905 | 2.6941 | 2.6956 | 2.6894 | 2.6776 | 2.6756 | 2.6754 | 2.6769 | 2.6772 | 2.6817 | 2.6872 | 2.6869 | 2.676 | 2.6713 | 2.6661 | 2.664 | 2.6704 | 2.6727 | 2.6784 | 2.6772 | 2.6753 | 2.6798 | 2.6825 | 2.685 | 2.6848 | 2.6834 | 2.6843 | 2.6843 | -0.0575%
PRC000:da_CoaltoLiquids | Coal to Liquids | [30 empty] | -- | bar: 2021 to 2050
PRC000:da_Electricity | Electricity | 21.9543 | 21.5854 | 20.5923 | 19.9913 | 19.7673 | 19.6107 | 19.5603 | 19.5721 | 19.6074 | 19.5908 | 19.6074 | 19.6277 | 19.6314 | 19.6294 | 19.4292 | 19.2906 | 19.1318 | 19.0401 | 18.9364 | 18.923 | 18.8633 | 18.8076 | 18.6417 | 18.5418 | 18.4759 | 18.3026 | 18.2354 | 18.1424 | 18.0625 | 17.9569 | -0.6907%
Transportation
PRC000:ea_LiquefiedPetr | Propane | 17.7716 | 18.2688 | 16.7274 | 16.714 | 16.6348 | 16.7248 | 16.9891 | 17.4036 | 17.7871 | 18.0629 | 18.3389 | 18.913 | 19.1747 | 19.2743 | 19.3271 | 19.3428 | 19.4924 | 19.65 | 19.723 | 19.9517 | 20.1394 | 20.2914 | 20.5494 | 20.7278 | 20.6892 | 20.5643 | 20.4566 | 20.4197 | 20.4367 | 20.3843 | 0.4741%
PRC000:ea_Ethanol(E85) | E85 3/ | 25.7879 | 25.7612 | 25.4959 | 25.2123 | 24.9756 | 25.0431 | 25.3552 | 25.5947 | 25.7776 | 26.2002 | 26.2769 | 27.1981 | 27.4133 | 27.5508 | 27.6803 | 27.7115 | 27.8555 | 28.0598 | 28.0087 | 28.4423 | 28.6824 | 28.9647 | 29.3152 | 29.4944 | 29.5957 | 29.8799 | 29.9525 | 30.0361 | 30.1502 | 29.9002 | 0.5115%
PRC000:ea_MotorGasoline | Motor Gasoline 4/ | 25.8855 | 24.8236 | 21.9313 | 21.7526 | 21.5731 | 21.6303 | 21.8828 | 22.0687 | 22.2063 | 22.5375 | 22.5923 | 23.5538 | 23.7189 | 23.8146 | 23.9362 | 23.9434 | 24.0475 | 24.2047 | 24.1542 | 24.4919 | 24.6854 | 24.8544 | 25.1462 | 25.3435 | 25.4245 | 25.6713 | 25.7187 | 25.7921 | 25.8795 | 25.6661 | -0.0294%
PRC000:ea_JetFuel | Jet Fuel 5/ | 14.7208 | 15.3882 | 14.0737 | 15.1798 | 15.2925 | 15.4638 | 15.7047 | 15.8987 | 16.0523 | 16.0465 | 16.3307 | 16.6975 | 16.7579 | 16.7801 | 16.8106 | 16.877 | 17.0974 | 17.2356 | 17.2792 | 17.533 | 17.7288 | 17.8131 | 18.1158 | 18.4063 | 18.4273 | 18.6121 | 18.6222 | 18.5792 | 18.6901 | 18.6081 | 0.8113%
PRC000:ea_DistillateFue | Diesel Fuel (distillate fuel oil) 6/ | 23.7503 | 22.8433 | 21.9363 | 22.6516 | 22.7211 | 22.6756 | 22.7317 | 22.823 | 22.9362 | 22.9106 | 23.07 | 23.5351 | 23.6179 | 23.559 | 23.6053 | 23.598 | 23.7642 | 23.8648 | 23.8693 | 24.1079 | 24.2789 | 24.3698 | 24.6385 | 24.9079 | 24.9122 | 25.1166 | 25.1061 | 25.0027 | 25.0881 | 24.951 | 0.1702%
PRC000:ea_ResidualFuel | Residual Fuel Oil | 12.358 | 10.4418 | 12.6624 | 13.5444 | 13.7568 | 13.919 | 14.2704 | 14.3844 | 14.458 | 14.6038 | 14.6792 | 14.9332 | 15.0154 | 15.0449 | 15.1073 | 15.1424 | 15.1448 | 15.2352 | 15.1961 | 15.6464 | 15.7389 | 15.7856 | 15.9879 | 16.2039 | 16.2439 | 16.3911 | 16.4102 | 16.3862 | 16.4382 | 16.3695 | 0.9741%
PRC000:ea_NaturalGas | Natural Gas 7/ | 14.654 | 14.6197 | 13.8727 | 13.3068 | 12.8993 | 12.5417 | 12.2634 | 12.1301 | 12.0058 | 11.8469 | 11.6856 | 12.3324 | 12.2447 | 12.1033 | 11.9985 | 11.8176 | 11.702 | 11.6179 | 11.5371 | 11.5157 | 11.5036 | 11.4401 | 11.3416 | 11.2704 | 11.168 | 11.1133 | 11.0647 | 11.0185 | 10.9939 | 10.9524 | -0.999%
PRC000:ea_Electricity | Electricity | 39.1157 | 39.616 | 38.1156 | 37.0932 | 37.0865 | 37.5421 | 37.5589 | 37.561 | 37.5096 | 37.3026 | 37.3039 | 37.3301 | 37.4618 | 37.337 | 36.8811 | 36.4673 | 36.2024 | 35.9054 | 35.6395 | 35.4614 | 35.2817 | 35.0798 | 34.7715 | 34.5712 | 34.4836 | 34.2419 | 34.0218 | 33.822 | 33.6144 | 33.3977 | -0.5435%
Electric Power 8/
PRC000:ga_DistillateFue | Distillate Fuel Oil | 21.7495 | 22.0633 | 20.154 | 20.5538 | 19.9615 | 19.322 | 18.8671 | 18.963 | 19.0713 | 19.0387 | 19.0984 | 19.2944 | 19.322 | 19.3674 | 19.3557 | 19.3949 | 19.574 | 19.6404 | 19.6458 | 19.9012 | 20.0651 | 20.1172 | 20.3849 | 20.6281 | 20.6294 | 20.8264 | 20.8262 | 20.7403 | 20.8441 | 20.7361 | -0.1644%
PRC000:ga_ResidualFuel | Residual Fuel Oil | 13.0065 | 13.3454 | 12.6384 | 13.5405 | 13.7441 | 13.9018 | 14.3246 | 14.4132 | 14.4732 | 14.5979 | 14.6616 | 14.9521 | 15.0231 | 15.0287 | 15.1008 | 15.1219 | 15.1479 | 15.2099 | 15.1445 | 15.5347 | 15.4816 | 15.4153 | 15.4676 | 15.4799 | 15.2333 | 15.4225 | 15.494 | 15.4774 | 15.5749 | 15.5746 | 0.6233%
PRC000:ga_NaturalGas | Natural Gas | 5.1575 | 4.0412 | 3.7581 | 3.4304 | 3.2667 | 3.2325 | 3.2705 | 3.4396 | 3.5676 | 3.6401 | 3.6827 | 3.6999 | 3.7921 | 3.7758 | 3.6736 | 3.627 | 3.6216 | 3.644 | 3.6688 | 3.7038 | 3.7546 | 3.7536 | 3.678 | 3.6412 | 3.5709 | 3.5458 | 3.5304 | 3.5343 | 3.54 | 3.5658 | -1.265%
PRC000:ga_SteamCoal | Steam Coal | 2.1177 | 2.0027 | 2.0038 | 2.0081 | 1.9562 | 1.9316 | 1.9167 | 1.9083 | 1.9206 | 1.9175 | 1.9117 | 1.9022 | 1.8956 | 1.8926 | 1.868 | 1.8561 | 1.8539 | 1.8478 | 1.8449 | 1.8448 | 1.8469 | 1.8289 | 1.8244 | 1.8173 | 1.8118 | 1.8082 | 1.7977 | 1.7818 | 1.778 | 1.7757 | -0.6054%
PRC000:ga_uranium | Uranium | 0.71781 | 0.71886 | 0.72096 | 0.72201 | 0.72412 | 0.72517 | 0.72727 | 0.72832 | 0.73042 | 0.73252 | 0.73358 | 0.73568 | 0.73778 | 0.73883 | 0.74093 | 0.74304 | 0.74409 | 0.74619 | 0.74829 | 0.75039 | 0.75249 | 0.7546 | 0.7567 | 0.7588 | 0.7609 | 0.763 | 0.76511 | 0.76721 | 0.76931 | 0.77141 | 0.2486%
Average Price to All Users 9/
PRC000:ha_LiquefiedPetr | Propane | 19.5208 | 20.93 | 20.0824 | 20.0507 | 19.9658 | 20.0253 | 20.2682 | 20.7061 | 21.1775 | 21.5774 | 21.9699 | 22.4766 | 22.8382 | 23.05 | 23.1599 | 23.2152 | 23.3764 | 23.5627 | 23.6771 | 23.9365 | 24.1854 | 24.4041 | 24.7256 | 24.9901 | 25.0325 | 24.9371 | 24.8142 | 24.7413 | 24.7248 | 24.6503 | 0.8078%
PRC000:ha_Ethanol(E85) | E85 3/ | 25.7879 | 25.7612 | 25.4959 | 25.2123 | 24.9756 | 25.0431 | 25.3552 | 25.5947 | 25.7776 | 26.2002 | 26.2769 | 27.1981 | 27.4133 | 27.5508 | 27.6803 | 27.7115 | 27.8555 | 28.0598 | 28.0087 | 28.4423 | 28.6824 | 28.9647 | 29.3152 | 29.4944 | 29.5957 | 29.8799 | 29.9525 | 30.0361 | 30.1502 | 29.9002 | 0.5115%
PRC000:ha_MotorGasoline | Motor Gasoline 4/ | 25.876 | 24.8186 | 21.9575 | 21.7903 | 21.6085 | 21.6549 | 21.892 | 22.0781 | 22.2158 | 22.547 | 22.602 | 23.5611 | 23.7263 | 23.8221 | 23.9436 | 23.951 | 24.0551 | 24.2124 | 24.162 | 24.4999 | 24.6935 | 24.8627 | 25.1547 | 25.3521 | 25.4333 | 25.6803 | 25.7279 | 25.8014 | 25.8889 | 25.6756 | -0.0268%
PRC000:ha_JetFuel | Jet Fuel 5/ | 14.7208 | 15.3882 | 14.0737 | 15.1798 | 15.2925 | 15.4638 | 15.7047 | 15.8987 | 16.0523 | 16.0465 | 16.3307 | 16.6975 | 16.7579 | 16.7801 | 16.8106 | 16.877 | 17.0974 | 17.2356 | 17.2792 | 17.533 | 17.7288 | 17.8131 | 18.1158 | 18.4063 | 18.4273 | 18.6121 | 18.6222 | 18.5792 | 18.6901 | 18.6081 | 0.8113%
PRC000:ha_DistillateFue | Distillate Fuel Oil | 23.2768 | 22.6578 | 21.51 | 22.1592 | 22.1275 | 22.0111 | 22.0106 | 22.0902 | 22.1912 | 22.1474 | 22.2994 | 22.6689 | 22.7304 | 22.6783 | 22.7116 | 22.7195 | 22.8528 | 22.9425 | 22.9411 | 23.1721 | 23.335 | 23.4128 | 23.678 | 23.933 | 23.932 | 24.1192 | 24.0976 | 24.0052 | 24.0775 | 23.944 | 0.0975%
PRC000:ha_ResidualFuel | Residual Fuel Oil | 12.0327 | 10.4618 | 12.369 | 13.3107 | 13.5673 | 13.7638 | 14.1564 | 14.2678 | 14.3397 | 14.4819 | 14.5574 | 14.8103 | 14.8911 | 14.9204 | 14.9831 | 15.0176 | 15.0153 | 15.1049 | 15.0615 | 15.5163 | 15.6039 | 15.6445 | 15.8451 | 16.0581 | 16.0918 | 16.2416 | 16.2616 | 16.237 | 16.2924 | 16.2245 | 1.036%
PRC000:ha_NaturalGas | Natural Gas | 6.727 | 6.3985 | 6.0076 | 5.6535 | 5.4877 | 5.4299 | 5.455 | 5.5922 | 5.7411 | 5.8371 | 5.9071 | 6.0055 | 6.0907 | 6.1176 | 6.0768 | 6.0406 | 6.0361 | 6.0445 | 6.054 | 6.0682 | 6.1186 | 6.1061 | 6.03 | 5.992 | 5.9233 | 5.8872 | 5.8608 | 5.8477 | 5.851 | 5.8478 | -0.4818%
PRC000:ha_Metallugical | Metallurgical Coal | 3.9279 | 3.5188 | 3.3477 | 3.1883 | 3.0982 | 3.0375 | 3.0094 | 3.005 | 3.0162 | 3.0408 | 3.0632 | 3.0941 | 3.1127 | 3.1292 | 3.1513 | 3.1733 | 3.1995 | 3.2217 | 3.2434 | 3.268 | 3.2877 | 3.3065 | 3.33 | 3.3565 | 3.3832 | 3.4101 | 3.4367 | 3.4589 | 3.4835 | 3.5086 | -0.3885%
PRC000:ha_Coal | Other Coal | 2.1519 | 2.0418 | 2.0445 | 2.0554 | 2.0093 | 1.9876 | 1.9747 | 1.9669 | 1.9785 | 1.9768 | 1.9718 | 1.9645 | 1.958 | 1.9578 | 1.9376 | 1.9277 | 1.9268 | 1.9215 | 1.9206 | 1.9215 | 1.9246 | 1.9087 | 1.9056 | 1.9002 | 1.8969 | 1.8945 | 1.8862 | 1.8729 | 1.87 | 1.8669 | -0.4886%
PRC000:ha_CoaltoLiquids | Coal to Liquids | [30 empty] | -- | bar: 2021 to 2050
PRC000:ha_Electricity | Electricity | 32.509 | 32.1662 | 31.5139 | 30.8935 | 30.7007 | 30.778 | 30.7967 | 30.8428 | 30.9302 | 30.9238 | 31.0108 | 31.0999 | 31.225 | 31.2811 | 30.9925 | 30.7753 | 30.6407 | 30.5023 | 30.3758 | 30.4211 | 30.3323 | 30.3323 | 30.1664 | 30.0474 | 30.0448 | 29.8218 | 29.7705 | 29.6706 | 29.5801 | 29.3707 | -0.3494%
Non-Renewable Energy Expenditures by Sector
(billion 2021 dollars)
PRC000:ia_Residential | Residential | 275.1954 | 274.6983 | 272.0423 | 268.0291 | 266.8042 | 267.5342 | 267.9083 | 269.6164 | 271.7452 | 272.9138 | 274.7533 | 278.1116 | 280.4754 | 281.9506 | 281.43 | 281.3578 | 282.3039 | 283.2201 | 284.1547 | 286.0644 | 287.3685 | 288.8701 | 289.4106 | 290.3617 | 291.9149 | 292.2671 | 293.7171 | 294.7178 | 295.9699 | 296.4997 | 0.2575%
PRC000:ia_Commercial | Commercial | 198.2392 | 201.0531 | 194.7418 | 190.2367 | 188.213 | 187.6582 | 187.6383 | 188.4578 | 189.3826 | 189.4487 | 190.2371 | 192.0836 | 193.4684 | 194.1185 | 193.139 | 192.4563 | 192.7127 | 192.8008 | 192.96 | 194.0256 | 194.5363 | 195.4101 | 195.6016 | 195.9108 | 196.6956 | 196.6205 | 197.383 | 197.8943 | 198.693 | 198.6585 | 0.0073%
PRC000:ia_Industrial | Industrial 1/ | 208.2041 | 210.054 | 199.0141 | 195.0104 | 193.976 | 194.498 | 196.3751 | 201.2205 | 205.6865 | 208.6991 | 212.2453 | 216.8093 | 221.0106 | 221.6099 | 220.9886 | 220.6508 | 222.1249 | 224.4799 | 225.4944 | 228.3474 | 231.2783 | 233.8739 | 235.7696 | 236.9698 | 236.5118 | 237.4744 | 237.5118 | 236.392 | 236.9656 | 238.3593 | 0.4675%
PRC000:ia_Transportatio | Transportation | 609.5359 | 598.2885 | 547.8926 | 551.6162 | 547.5429 | 545.6978 | 546.7984 | 547.2624 | 546.7789 | 548.6913 | 548.8929 | 565.0236 | 565.9512 | 564.1898 | 563.7074 | 561.881 | 563.4966 | 565.8255 | 565.1172 | 572.7222 | 577.5853 | 581.7653 | 589.7856 | 596.3965 | 599.4906 | 607.7355 | 611.2743 | 614.3121 | 619.4544 | 619.6642 | 0.0568%
PRC000:ia_TotalNon-Rene | Total Non-Renewable Expenditures | 1291.1747 | 1284.0938 | 1213.6908 | 1204.8925 | 1196.5361 | 1195.3883 | 1198.72 | 1206.5571 | 1213.5931 | 1219.7529 | 1226.1287 | 1252.0281 | 1260.9055 | 1261.8688 | 1259.2649 | 1256.3459 | 1260.6381 | 1266.3263 | 1267.7263 | 1281.1597 | 1290.7683 | 1299.9193 | 1310.5674 | 1319.6387 | 1324.6128 | 1334.0975 | 1339.8862 | 1343.3163 | 1351.083 | 1353.1819 | 0.1619%
PRC000:ja_Transportatio | Transportation Renewable Expenditures | 0.79352 | 0.85521 | 0.88273 | 0.86548 | 0.84421 | 0.82576 | 0.80896 | 0.7892 | 0.76737 | 0.75134 | 0.7271 | 0.72403 | 0.70578 | 0.68664 | 0.67042 | 0.65541 | 0.64637 | 0.64178 | 0.63881 | 0.64501 | 0.65086 | 0.65064 | 0.66228 | 0.68002 | 0.6897 | 0.70481 | 0.71571 | 0.72913 | 0.74276 | 0.7512 | -0.1888%
PRC000:ja_TotalExpendit | Total Expenditures | 1291.9681 | 1284.949 | 1214.5735 | 1205.7579 | 1197.3804 | 1196.2141 | 1199.5289 | 1207.3463 | 1214.3605 | 1220.5043 | 1226.8557 | 1252.7521 | 1261.6113 | 1262.5554 | 1259.9353 | 1257.0013 | 1261.2844 | 1266.968 | 1268.3651 | 1281.8047 | 1291.4192 | 1300.5699 | 1311.2296 | 1320.3187 | 1325.3025 | 1334.8024 | 1340.6019 | 1344.0454 | 1351.8258 | 1353.9331 | 0.1617%
Prices in Nominal Dollars
Residential
PRC000:nom_R_LiquefiedP | Propane | 21.5195 | 23.9181 | 24.2171 | 24.9358 | 25.6531 | 26.5806 | 27.7971 | 29.3287 | 31.0142 | 32.694 | 34.4291 | 36.4088 | 38.2362 | 39.9752 | 41.6438 | 43.2554 | 45.0688 | 47.0149 | 48.9227 | 51.1307 | 53.4478 | 55.8305 | 58.4632 | 61.1214 | 63.4639 | 65.5405 | 67.5319 | 69.6135 | 71.8439 | 74.0081 | 4.351%
PRC000:nom_R_Distillate | Distillate Fuel Oil | 21.7448 | 22.7787 | 22.7486 | 24.8611 | 26.3295 | 27.8519 | 29.6213 | 30.7923 | 31.9954 | 32.9719 | 34.3021 | 35.5733 | 36.8235 | 37.9832 | 39.2672 | 40.6469 | 42.2958 | 43.9231 | 45.4245 | 47.3977 | 49.3412 | 51.1788 | 53.4816 | 55.8425 | 57.6734 | 60.0189 | 61.958 | 63.7966 | 66.0589 | 67.8172 | 4%
PRC000:nom_R_NaturalGas | Natural Gas | 11.7148 | 12.5432 | 12.2024 | 12.0423 | 12.0748 | 12.2752 | 12.5571 | 13.1758 | 13.8468 | 14.4343 | 15.0422 | 16.003 | 16.73 | 17.3697 | 17.9629 | 18.5302 | 19.2368 | 19.9607 | 20.7104 | 21.4782 | 22.3711 | 23.1325 | 23.8492 | 24.6219 | 25.383 | 26.2281 | 27.1168 | 28.0302 | 29.04 | 30.0305 | 3.299%
PRC000:nom_R_Electricit | Electricity | 38.7624 | 39.7604 | 40.4413 | 40.948 | 42.0413 | 43.6543 | 45.2749 | 46.9685 | 48.7648 | 50.4403 | 52.301 | 54.2282 | 56.2328 | 58.2351 | 59.7371 | 61.3994 | 63.2745 | 65.2052 | 67.1656 | 69.584 | 71.7974 | 74.2933 | 76.4765 | 78.7797 | 81.455 | 83.6353 | 86.3408 | 88.9137 | 91.5219 | 93.8159 | 3.095%
Commercial
PRC000:nom_C_LiquefiedG | Propane | 18.8223 | 20.3507 | 19.177 | 19.6449 | 20.1493 | 20.9399 | 22.0344 | 23.4089 | 24.8122 | 26.0977 | 27.4237 | 29.0656 | 30.472 | 31.6928 | 32.856 | 34.02 | 35.4831 | 37.037 | 38.4699 | 40.2859 | 42.1078 | 43.9298 | 46.051 | 48.0727 | 49.6274 | 50.9759 | 52.3823 | 54.0007 | 55.8031 | 57.4457 | 3.923%
PRC000:nom_C_Distillate | Distillate Fuel Oil | 21.8232 | 22.8645 | 21.6003 | 22.539 | 22.7168 | 22.8704 | 23.1835 | 24.1292 | 25.0974 | 25.8796 | 26.9754 | 28.4727 | 29.4857 | 30.4154 | 31.519 | 32.6285 | 34.0112 | 35.3601 | 36.5659 | 38.2599 | 39.8903 | 41.4081 | 43.3655 | 45.3858 | 46.8934 | 48.8842 | 50.4664 | 51.9261 | 53.8122 | 55.1946 | 3.251%
PRC000:nom_C_ResidualFu | Residual Fuel Oil | 6.5101 | 7.8005 | 7.9454 | 9.5562 | 10.5537 | 11.5563 | 12.9096 | 13.5541 | 14.1351 | 14.8103 | 15.444 | 16.2142 | 16.8846 | 17.5654 | 18.2042 | 18.9029 | 19.5043 | 20.3691 | 20.9436 | 22.7394 | 23.7578 | 24.6242 | 25.9665 | 27.3718 | 28.3787 | 29.7097 | 30.7506 | 31.7065 | 32.9284 | 33.7885 | 5.843%
PRC000:nom_C_NaturalGas | Natural Gas | 8.4426 | 9.1026 | 8.9924 | 8.9158 | 9.0154 | 9.2677 | 9.586 | 10.0773 | 10.6093 | 11.0589 | 11.5247 | 12.1927 | 12.7367 | 13.2048 | 13.6127 | 14.0094 | 14.5365 | 15.0779 | 15.6415 | 16.2163 | 16.906 | 17.4577 | 17.9592 | 18.5149 | 19.0541 | 19.6674 | 20.3187 | 20.9897 | 21.7508 | 22.4913 | 3.437%
PRC000:nom_C_Electricit | Electricity | 33.2305 | 33.9785 | 33.8745 | 34.1447 | 34.979 | 36.3088 | 37.5509 | 38.9008 | 40.3012 | 41.5564 | 43.0007 | 44.4577 | 46.102 | 47.6561 | 48.6707 | 49.8571 | 51.3326 | 52.7479 | 54.2452 | 56.1691 | 57.8133 | 59.8044 | 61.463 | 63.147 | 65.1826 | 66.7653 | 68.7977 | 70.7248 | 72.7319 | 74.3712 | 2.817%
Industrial 1/
PRC000:nom_I_LiquefiedP | Propane | 13.6638 | 14.8199 | 13.2719 | 13.6284 | 13.9531 | 14.5483 | 15.4359 | 16.6008 | 17.7823 | 18.8366 | 19.9373 | 21.0001 | 22.172 | 23.1125 | 23.918 | 24.7769 | 25.9553 | 27.2078 | 28.3104 | 29.8338 | 31.3329 | 32.8123 | 34.6277 | 36.3032 | 37.4235 | 38.3147 | 39.2709 | 40.4586 | 41.838 | 43.0128 | 4.034%
PRC000:nom_I_Distillate | Distillate Fuel Oil | 21.7524 | 22.7828 | 21.6004 | 22.5021 | 22.6715 | 22.8072 | 23.0936 | 24.0429 | 25.0243 | 25.8255 | 26.9212 | 27.9742 | 28.9983 | 29.9182 | 30.9481 | 32.0435 | 33.4085 | 34.7422 | 35.9384 | 37.6342 | 39.256 | 40.7644 | 42.7112 | 44.7117 | 46.2206 | 48.2056 | 49.7854 | 51.2378 | 53.1181 | 54.499 | 3.218%
PRC000:nom_I_ResidualFu | Residual Fuel Oil | 7.0922 | 8.561 | 8.9462 | 10.8355 | 12.0901 | 13.4313 | 15.1029 | 15.8457 | 16.5508 | 17.3203 | 18.0756 | 18.9614 | 19.7518 | 20.5093 | 21.3075 | 22.1151 | 22.7895 | 23.7859 | 24.5088 | 26.4198 | 27.584 | 28.6048 | 30.0752 | 31.6176 | 32.7668 | 34.261 | 35.45 | 36.5784 | 37.9651 | 39.0007 | 6.054%
PRC000:nom_I_NaturalGas | Natural Gas 2/ | 5.0713 | 4.9994 | 4.7751 | 4.5289 | 4.4758 | 4.5653 | 4.7636 | 5.1292 | 5.4981 | 5.7981 | 6.0704 | 6.2664 | 6.613 | 6.8415 | 6.964 | 7.1211 | 7.3658 | 7.6591 | 7.9571 | 8.2731 | 8.6619 | 8.9744 | 9.1505 | 9.3845 | 9.5385 | 9.7897 | 10.0741 | 10.3953 | 10.7601 | 11.1257 | 2.746%
PRC000:nom_I_Metallurgi | Metallurgical Coal | 3.9279 | 3.6321 | 3.5429 | 3.4749 | 3.4836 | 3.5318 | 3.6229 | 3.746 | 3.8911 | 4.0548 | 4.2208 | 4.4015 | 4.5724 | 4.7503 | 4.9471 | 5.153 | 5.3757 | 5.6005 | 5.8305 | 6.0772 | 6.3239 | 6.5789 | 6.8513 | 7.1383 | 7.4361 | 7.7464 | 8.0682 | 8.3899 | 8.7255 | 9.0703 | 2.928%
PRC000:nom_I_SteamCoal | Other Industrial Coal | 2.7295 | 2.7676 | 2.8474 | 2.9362 | 3.031 | 3.1271 | 3.2235 | 3.3354 | 3.4514 | 3.5695 | 3.6889 | 3.8149 | 3.9474 | 4.0788 | 4.201 | 4.3379 | 4.4795 | 4.6311 | 4.8004 | 4.9702 | 5.1519 | 5.3267 | 5.5042 | 5.6992 | 5.8961 | 6.0993 | 6.303 | 6.5088 | 6.7236 | 6.9393 | 3.27%
PRC000:nom_I_CoaltoLiqu | Coal to Liquids | [30 empty] | -- | bar: 2021 to 2050
PRC000:nom_I_Electricit | Electricity | 21.9543 | 22.2804 | 21.7929 | 21.7879 | 22.2266 | 22.8022 | 23.5475 | 24.3986 | 25.2945 | 26.1237 | 27.0171 | 27.9211 | 28.8377 | 29.7985 | 30.5014 | 31.3256 | 32.1451 | 33.0993 | 34.0406 | 35.1892 | 36.2831 | 37.4209 | 38.3541 | 39.4335 | 40.6096 | 41.5762 | 42.8105 | 44.0057 | 45.2431 | 46.421 | 2.616%
Transportation
PRC000:nom_T_LiquefiedP | Propane | 17.7716 | 18.8571 | 17.7027 | 18.2162 | 18.7043 | 19.4466 | 20.4522 | 21.6954 | 22.9464 | 24.0863 | 25.2692 | 26.9044 | 28.1668 | 29.2593 | 30.341 | 31.4104 | 32.751 | 34.1595 | 35.4545 | 37.1022 | 38.7378 | 40.3731 | 42.2792 | 44.0825 | 45.4742 | 46.7137 | 48.025 | 49.5297 | 51.1899 | 52.6963 | 3.819%
PRC000:nom_T_Ethan(E85) | E85 3/ | 25.7879 | 26.5908 | 26.9824 | 27.4782 | 28.0829 | 29.1186 | 30.5237 | 31.9065 | 33.2544 | 34.9371 | 36.207 | 38.6904 | 40.269 | 41.8235 | 43.4545 | 45.0002 | 46.8025 | 48.7791 | 50.3491 | 52.8913 | 55.1701 | 57.6299 | 60.3141 | 62.7268 | 65.0506 | 67.8752 | 70.318 | 72.8548 | 75.5205 | 77.2961 | 3.858%
PRC000:nom_T_MotorGasol | Motor Gasoline 4/ | 25.8855 | 25.6229 | 23.21 | 23.7076 | 24.2571 | 25.1504 | 26.3434 | 27.5109 | 28.6473 | 30.053 | 31.13 | 33.5062 | 34.842 | 36.1518 | 37.5768 | 38.8813 | 40.4044 | 42.0774 | 43.4202 | 45.5452 | 47.4819 | 49.452 | 51.7368 | 53.899 | 55.8824 | 58.3149 | 60.3785 | 62.5607 | 64.8232 | 66.3504 | 3.299%
PRC000:nom_T_JetFuel | Jet Fuel 5/ | 14.7208 | 15.8837 | 14.8943 | 16.544 | 17.1951 | 17.9803 | 18.9059 | 19.8194 | 20.7083 | 21.3975 | 22.5021 | 23.7529 | 24.6167 | 25.4731 | 26.3905 | 27.4062 | 28.727 | 29.9624 | 31.0615 | 32.6044 | 34.1011 | 35.4421 | 37.2722 | 39.1454 | 40.5027 | 42.2793 | 43.7184 | 45.0654 | 46.8151 | 48.1046 | 4.168%
PRC000:nom_T_Distillate | Diesel Fuel (distillate fuel oil) 6/ | 23.7503 | 23.5789 | 23.2153 | 24.6874 | 25.5479 | 26.3659 | 27.3654 | 28.4512 | 29.5889 | 30.5505 | 31.7882 | 33.4797 | 34.6937 | 35.7638 | 37.0573 | 38.3204 | 39.9285 | 41.4866 | 42.908 | 44.8309 | 46.7 | 48.4877 | 50.6921 | 52.9725 | 54.7562 | 57.0548 | 58.9404 | 60.6459 | 62.8409 | 64.5019 | 3.505%
PRC000:nom_T_ResidualFu | Residual Fuel Oil | 12.358 | 10.778 | 13.4006 | 14.7617 | 15.4683 | 16.1842 | 17.1793 | 17.9316 | 18.6516 | 19.4737 | 20.2265 | 21.243 | 22.057 | 22.8389 | 23.7166 | 24.5894 | 25.4461 | 26.4848 | 27.3169 | 29.0959 | 30.2736 | 31.4081 | 32.8942 | 34.4615 | 35.7037 | 37.2341 | 38.5255 | 39.7461 | 41.1744 | 42.3174 | 4.336%
PRC000:nom_T_NaturalGas | Natural Gas 7/ | 14.654 | 15.0905 | 14.6815 | 14.5027 | 14.5041 | 14.5828 | 14.7631 | 15.1214 | 15.4882 | 15.7974 | 16.1016 | 17.5433 | 17.9869 | 18.3734 | 18.8362 | 19.1903 | 19.6617 | 20.1966 | 20.7394 | 21.4145 | 22.1269 | 22.762 | 23.3347 | 23.9692 | 24.5471 | 25.2449 | 25.9762 | 26.7262 | 27.5377 | 28.3136 | 2.297%
PRC000:nom_T_Electricit | Electricity | 39.1157 | 40.8917 | 40.3379 | 40.4268 | 41.7005 | 43.6517 | 45.215 | 46.8237 | 48.3894 | 49.7417 | 51.4012 | 53.1035 | 55.0299 | 56.6795 | 57.8986 | 59.2185 | 60.827 | 62.418 | 64.0665 | 65.9439 | 67.8638 | 69.797 | 71.5402 | 73.5237 | 75.7941 | 77.7838 | 79.8713 | 82.0379 | 84.1976 | 86.3379 | 2.768%
Electric Power 8/
PRC000:nom_E_Distillate | Distillate Fuel Oil | 21.7495 | 22.7738 | 21.329 | 22.4011 | 22.445 | 22.4664 | 22.7129 | 23.6394 | 24.603 | 25.3875 | 26.3157 | 27.4471 | 28.3832 | 29.4008 | 30.386 | 31.495 | 32.8881 | 34.1429 | 35.3157 | 37.0083 | 38.5949 | 40.0264 | 41.9408 | 43.8706 | 45.3428 | 47.3093 | 48.8927 | 50.3071 | 52.2104 | 53.6057 | 3.159%
PRC000:nom_E_ResidualFu | Residual Fuel Oil | 13.0065 | 13.7752 | 13.3753 | 14.7574 | 15.4541 | 16.1642 | 17.2446 | 17.9676 | 18.6713 | 19.4658 | 20.2023 | 21.27 | 22.0683 | 22.8144 | 23.7063 | 24.5561 | 25.4514 | 26.4408 | 27.2242 | 28.8883 | 29.7786 | 30.6712 | 31.8236 | 32.9216 | 33.4825 | 35.0338 | 36.3746 | 37.5417 | 39.0121 | 40.2627 | 3.973%
PRC000:nom_E_NaturalGas | Natural Gas | 5.1575 | 4.1714 | 3.9772 | 3.7387 | 3.6731 | 3.7586 | 3.9372 | 4.2878 | 4.6023 | 4.8539 | 5.0744 | 5.2633 | 5.5704 | 5.7319 | 5.767 | 5.8897 | 6.085 | 6.3348 | 6.5951 | 6.8875 | 7.2218 | 7.4684 | 7.5673 | 7.7439 | 7.8488 | 8.0545 | 8.2882 | 8.5726 | 8.867 | 9.218 | 2.023%
PRC000:nom_E_SteamCoal | Steam Coal | 2.1177 | 2.0672 | 2.1206 | 2.1885 | 2.1996 | 2.246 | 2.3074 | 2.3788 | 2.4777 | 2.5569 | 2.6342 | 2.706 | 2.7845 | 2.8731 | 2.9326 | 3.0141 | 3.1149 | 3.2122 | 3.3165 | 3.4307 | 3.5524 | 3.6388 | 3.7536 | 3.8649 | 3.9822 | 4.1076 | 4.2205 | 4.3218 | 4.4535 | 4.5905 | 2.704%
PRC000:nom_E_uranium | Uranium | 0.71781 | 0.74201 | 0.763 | 0.7869 | 0.81421 | 0.84318 | 0.87552 | 0.90793 | 0.94228 | 0.9768 | 1.0108 | 1.0465 | 1.0838 | 1.1216 | 1.1632 | 1.2066 | 1.2502 | 1.2972 | 1.3451 | 1.3954 | 1.4474 | 1.5014 | 1.5569 | 1.6138 | 1.6724 | 1.7332 | 1.7962 | 1.8609 | 1.927 | 1.9942 | 3.586%
Average Price to All Users 9/
PRC000:nom_Avg_Liquefie | Propane | 19.5208 | 21.6039 | 21.2533 | 21.8527 | 22.4498 | 23.2843 | 24.3997 | 25.8123 | 27.3202 | 28.7727 | 30.2724 | 31.9738 | 33.5484 | 34.9912 | 36.358 | 37.6987 | 39.2768 | 40.9614 | 42.5625 | 44.5123 | 46.5202 | 48.556 | 50.8715 | 53.1474 | 55.0207 | 56.647 | 58.2552 | 60.012 | 61.9308 | 63.7245 | 4.164%
PRC000:nom_Avg_E85_E85 | E85 3/ | 25.7879 | 26.5908 | 26.9824 | 27.4782 | 28.0829 | 29.1186 | 30.5237 | 31.9065 | 33.2544 | 34.9371 | 36.207 | 38.6904 | 40.269 | 41.8235 | 43.4545 | 45.0002 | 46.8025 | 48.7791 | 50.3491 | 52.8913 | 55.1701 | 57.6299 | 60.3141 | 62.7268 | 65.0506 | 67.8752 | 70.318 | 72.8548 | 75.5205 | 77.2961 | 3.858%
PRC000:nom_Avg_MotorGas | Motor Gasoline 4/ | 25.876 | 25.6178 | 23.2377 | 23.7486 | 24.2969 | 25.179 | 26.3545 | 27.5226 | 28.6596 | 30.0657 | 31.1434 | 33.5166 | 34.853 | 36.1633 | 37.5885 | 38.8937 | 40.4173 | 42.0909 | 43.4342 | 45.56 | 47.4975 | 49.4684 | 51.7542 | 53.9173 | 55.9017 | 58.3354 | 60.4002 | 62.5833 | 64.8468 | 66.3751 | 3.302%
PRC000:nom_Avg_JetFuel | Jet Fuel 5/ | 14.7208 | 15.8837 | 14.8943 | 16.544 | 17.1951 | 17.9803 | 18.9059 | 19.8194 | 20.7083 | 21.3975 | 22.5021 | 23.7529 | 24.6167 | 25.4731 | 26.3905 | 27.4062 | 28.727 | 29.9624 | 31.0615 | 32.6044 | 34.1011 | 35.4421 | 37.2722 | 39.1454 | 40.5027 | 42.2793 | 43.7184 | 45.0654 | 46.8151 | 48.1046 | 4.168%
PRC000:nom_Avg_Distilla | Distillate Fuel Oil | 23.2768 | 23.3874 | 22.7641 | 24.1507 | 24.8804 | 25.5932 | 26.4973 | 27.5377 | 28.6279 | 29.5329 | 30.7264 | 32.2473 | 33.39 | 34.4269 | 35.6544 | 36.8939 | 38.3971 | 39.8833 | 41.2396 | 43.0908 | 44.8844 | 46.5837 | 48.716 | 50.8992 | 52.6018 | 54.7891 | 56.5728 | 58.2265 | 60.3095 | 61.8985 | 3.43%
PRC000:nom_Avg_Residual | Residual Fuel Oil | 12.0327 | 10.7987 | 13.0902 | 14.507 | 15.2552 | 16.0037 | 17.0421 | 17.7863 | 18.499 | 19.3111 | 20.0587 | 21.0682 | 21.8744 | 22.6499 | 23.5216 | 24.3868 | 25.2285 | 26.2583 | 27.075 | 28.8541 | 30.0137 | 31.1274 | 32.6004 | 34.1513 | 35.3692 | 36.8943 | 38.1765 | 39.3842 | 40.8092 | 41.9426 | 4.4%
PRC000:nom_Avg_NaturalG | Natural Gas | 6.727 | 6.6046 | 6.3578 | 6.1616 | 6.1705 | 6.3136 | 6.5669 | 6.9712 | 7.4064 | 7.7836 | 8.1395 | 8.5431 | 8.9469 | 9.2869 | 9.5398 | 9.8092 | 10.1417 | 10.5077 | 10.8828 | 11.2844 | 11.769 | 12.149 | 12.4065 | 12.7433 | 13.0192 | 13.3733 | 13.7591 | 14.184 | 14.6556 | 15.1174 | 2.831%
PRC000:nom_Avg_Metallug | Metallurgical Coal | 3.9279 | 3.6321 | 3.5429 | 3.4749 | 3.4836 | 3.5318 | 3.6229 | 3.746 | 3.8911 | 4.0548 | 4.2208 | 4.4015 | 4.5724 | 4.7503 | 4.9471 | 5.153 | 5.3757 | 5.6005 | 5.8305 | 6.0772 | 6.3239 | 6.5789 | 6.8513 | 7.1383 | 7.4361 | 7.7464 | 8.0682 | 8.3899 | 8.7255 | 9.0703 | 2.928%
PRC000:nom_Avg_Coal | Other Coal | 2.1519 | 2.1076 | 2.1637 | 2.2401 | 2.2593 | 2.3111 | 2.3772 | 2.4519 | 2.5524 | 2.6359 | 2.717 | 2.7945 | 2.8763 | 2.9721 | 3.0418 | 3.1303 | 3.2374 | 3.3403 | 3.4526 | 3.5732 | 3.7019 | 3.7977 | 3.9206 | 4.0411 | 4.1694 | 4.3036 | 4.4282 | 4.5428 | 4.6839 | 4.8262 | 2.824%
PRC000:nom_Avg_CoaltoLi | Coal to Liquids | [30 empty] | -- | bar: 2021 to 2050
PRC000:nom_Avg_Electric | Electricity | 32.509 | 33.2019 | 33.3513 | 33.67 | 34.5202 | 35.7869 | 37.0744 | 38.4488 | 39.9016 | 41.2358 | 42.7299 | 44.2408 | 45.8683 | 47.4864 | 48.6544 | 49.9755 | 51.4822 | 53.0251 | 54.6044 | 56.571 | 58.3436 | 60.351 | 62.0656 | 63.9028 | 66.0376 | 67.7432 | 69.8908 | 71.9683 | 74.0923 | 75.9275 | 2.968%
Non-Renewable Energy Expenditures by Sector
(billion nominal dollars)
PRC000:nom_Residential | Residential | 275.1954 | 283.5438 | 287.9035 | 292.1176 | 299.998 | 311.0728 | 322.5193 | 336.1049 | 350.5657 | 363.9212 | 378.5833 | 395.6247 | 412.0069 | 428.0159 | 441.8094 | 456.8919 | 474.3248 | 492.3498 | 510.8036 | 531.9649 | 552.7479 | 574.7544 | 595.4446 | 617.5224 | 641.6207 | 663.9133 | 689.5462 | 714.8613 | 741.3472 | 766.4936 | 3.595%
PRC000:nom_Commercial | Commercial | 198.2392 | 207.5271 | 206.0961 | 207.3338 | 211.6291 | 218.1978 | 225.8868 | 234.9323 | 244.3136 | 252.6233 | 262.1283 | 273.2465 | 284.1971 | 294.6821 | 303.2037 | 312.5264 | 323.7944 | 335.165 | 346.8697 | 360.8097 | 374.1869 | 388.8006 | 402.4382 | 416.6504 | 432.3312 | 446.6426 | 463.387 | 480.0083 | 497.6874 | 513.5601 | 3.337%
PRC000:nom_Industrial | Industrial 1/ | 208.2041 | 216.8178 | 210.6175 | 212.5365 | 218.1091 | 226.1506 | 236.4046 | 250.8423 | 265.3465 | 278.293 | 292.4533 | 308.4198 | 324.6555 | 336.4155 | 346.9241 | 358.3109 | 373.2124 | 390.2359 | 405.3544 | 424.6346 | 444.8594 | 465.3305 | 485.0815 | 503.972 | 519.8462 | 539.4463 | 557.5957 | 573.3875 | 593.5527 | 616.1925 | 3.812%
PRC000:nom_TransNonRenw | Transportation | 609.5359 | 617.5538 | 579.8372 | 601.1913 | 615.6642 | 634.5047 | 658.2589 | 682.2196 | 705.3737 | 731.6609 | 756.3211 | 803.7681 | 831.3591 | 856.4698 | 884.9492 | 912.4286 | 946.7825 | 983.6312 | 1015.8689 | 1065.0333 | 1110.9746 | 1157.5176 | 1213.4476 | 1268.3774 | 1317.6633 | 1380.5305 | 1435.0607 | 1490.0624 | 1551.613 | 1601.9196 | 3.388%
PRC000:nom_TotalNon-Ren | Total Non-Renewable Expenditures | 1291.1747 | 1325.4425 | 1284.4543 | 1313.1792 | 1345.4003 | 1389.9259 | 1443.0693 | 1504.0992 | 1565.5995 | 1626.4985 | 1689.4861 | 1781.0591 | 1852.2186 | 1915.5834 | 1976.8862 | 2040.158 | 2118.114 | 2201.3821 | 2278.8965 | 2382.4426 | 2482.769 | 2586.4031 | 2696.4119 | 2806.522 | 2911.4612 | 3030.5327 | 3145.5896 | 3258.3196 | 3384.2004 | 3498.166 | 3.497%
PRC000:nom_TransRenewEx | Transportation Renewable Expenditures | 0.79352 | 0.88274 | 0.9342 | 0.94326 | 0.94924 | 0.96014 | 0.97386 | 0.98382 | 0.98995 | 1.0019 | 1.0019 | 1.03 | 1.0368 | 1.0424 | 1.0525 | 1.0643 | 1.086 | 1.1157 | 1.1483 | 1.1995 | 1.2519 | 1.2945 | 1.3626 | 1.4462 | 1.5159 | 1.601 | 1.6802 | 1.7686 | 1.8605 | 1.942 | 3.134%
PRC000:nom_TotalExpendi | Total Expenditures | 1291.9681 | 1326.3252 | 1285.3884 | 1314.1224 | 1346.3496 | 1390.886 | 1444.0433 | 1505.083 | 1566.5895 | 1627.5004 | 1690.4879 | 1782.089 | 1853.2554 | 1916.6257 | 1977.9388 | 2041.2222 | 2119.2 | 2202.4976 | 2280.0449 | 2383.6421 | 2484.0208 | 2587.6975 | 2697.7744 | 2807.9683 | 2912.9773 | 3032.1338 | 3147.2698 | 3260.0879 | 3386.0613 | 3500.1079 | 3.496%
1/ Includes energy for combined heat and power plants that have a non-regulatory status, and small on-site generating systems.
2/ Excludes use for lease and plant fuel and fuel used for liquefaction in export facilities.
3/ E85 refers to a blend of 85 % ethanol (renewable) and 15 % motor gasoline (nonrenewable). To address cold starting issues,
the percentage of ethanol varies seasonally. The annual average ethanol content of 74 percent is used for these projections.
4/ Sales weighted-average price for all grades. Includes Federal, State, and local taxes.
5/ Kerosene-type jet fuel. Includes Federal and State taxes while excluding county and local taxes.
6/ Diesel fuel for on-road use. Includes Federal and State taxes while excluding county and local taxes.
7/ Natural gas used as fuel in motor vehicles, trains, and ships. Price includes estimated motor vehicle fuel taxes
and estimated dispensing costs or charges.
8/ Includes electricity-only and combined heat and power plants that have a regulatory status.
9/ Weighted averages of end-use fuel prices are derived from the prices shown in each sector and the corresponding sectoral consumption.
Btu = British thermal unit.
- - = Not applicable.
Sources: 2021: U.S. Energy Information Administration (EIA), Short-Term Energy Outlook, November 2021 and EIA, AEO2022
National Energy Modeling System run ref2022.d011222a. Projections: EIA, AEO2022 National Energy Modeling System run ref2022.d011222a.

## AEO Table 3 2021 (hidden)
| highogs.d120120a | 2020 | 2021 | 2022 | 2023 | 2024 | 2025 | 2026 | 2027 | 2028 | 2029 | 2030 | 2031 | 2032 | 2033 | 2034 | 2035 | 2036 | 2037 | 2038 | 2039 | 2040 | 2041 | 2042 | 2043 | 2044 | 2045 | 2046 | 2047 | 2048 | 2049 | 2050
|  | Report | Annual Energy Outlook 2021
|  | Scenario | ref2021 |  |  | Reference case
|  | Datekey | d113020a
|  | Release Date |  | January 2021
PRC000 | 3. Energy Prices by Sector and Source | [31 empty] | Compound
| (2020 dollars per million Btu, unless otherwise noted) | [31 empty] | Growth
2020-2050
| Sector and Source | 2020 | 2021 | 2022 | 2023 | 2024 | 2025 | 2026 | 2027 | 2028 | 2029 | 2030 | 2031 | 2032 | 2033 | 2034 | 2035 | 2036 | 2037 | 2038 | 2039 | 2040 | 2041 | 2042 | 2043 | 2044 | 2045 | 2046 | 2047 | 2048 | 2049 | 2050 | (percent)
Residential
PRC000:ba_LiquefiedPetr | Propane | 17.2965 | 17.1833 | 17.3868 | 17.2781 | 17.2826 | 17.366 | 17.2817 | 17.2328 | 17.3527 | 17.5252 | 18.1054 | 18.3974 | 18.6656 | 18.8869 | 19.1019 | 19.2371 | 19.4112 | 19.7123 | 19.9795 | 20.1734 | 20.3754 | 20.5803 | 20.7731 | 20.8713 | 21.0396 | 21.1865 | 21.3818 | 21.5876 | 21.7901 | 22.0295 | 22.2641 | 0.8451%
PRC000:ba_DistillateFue | Distillate Fuel Oil | 17.7484 | 17.7789 | 18.841 | 20.1945 | 20.9006 | 21.3478 | 21.9598 | 22.3735 | 22.5722 | 22.8031 | 23.1342 | 23.2332 | 23.4574 | 23.5951 | 23.6925 | 23.5313 | 23.4274 | 23.5898 | 23.7697 | 23.6323 | 24.0007 | 24.1314 | 24.2205 | 24.3442 | 24.5143 | 24.7548 | 24.8804 | 24.9745 | 25.0163 | 25.1831 | 25.3239 | 1.192%
PRC000:ba_NaturalGas | Natural Gas | 10.1417 | 10.5141 | 10.2022 | 9.9132 | 9.6495 | 9.6609 | 9.7375 | 9.8501 | 9.9233 | 10.066 | 10.4222 | 10.4981 | 10.5804 | 10.6587 | 10.6938 | 10.7008 | 10.7152 | 10.7314 | 10.7245 | 10.7125 | 10.7088 | 10.732 | 10.7575 | 10.7753 | 10.8025 | 10.8234 | 10.833 | 10.8435 | 10.8256 | 10.8323 | 10.8594 | 0.2282%
PRC000:ba_Electricity | Electricity | 35.769 | 36.5728 | 36.2009 | 35.8479 | 35.5558 | 35.3703 | 35.2712 | 35.2324 | 35.1799 | 35.1373 | 35.1141 | 35.2137 | 35.2154 | 35.1869 | 35.1118 | 34.965 | 34.8413 | 34.7303 | 34.6483 | 34.5673 | 34.4847 | 34.4289 | 34.3549 | 34.2646 | 34.1803 | 34.1386 | 34.0204 | 33.8944 | 33.7171 | 33.4689 | 33.2551 | -0.2426%
Commercial
PRC000:ca_LiquefiedGas | Propane | 12.7702 | 13.5964 | 14.1322 | 13.9465 | 13.9933 | 14.1098 | 13.9595 | 13.9254 | 14.1148 | 14.2948 | 14.9665 | 15.1455 | 15.3165 | 15.4556 | 15.6034 | 15.651 | 15.7898 | 16.0881 | 16.2783 | 16.3735 | 16.5146 | 16.6633 | 16.7954 | 16.8077 | 16.958 | 17.0572 | 17.2249 | 17.3849 | 17.5309 | 17.7251 | 17.8951 | 1.131%
PRC000:ca_DistillateFue | Distillate Fuel Oil | 17.8251 | 17.9045 | 17.9172 | 18.2731 | 17.9776 | 17.4203 | 17.0357 | 17.4513 | 17.6493 | 17.881 | 18.4778 | 18.5822 | 18.8416 | 18.984 | 19.0866 | 18.9232 | 18.8241 | 18.9872 | 19.1715 | 19.0375 | 19.4101 | 19.5434 | 19.6332 | 19.7665 | 19.946 | 20.1931 | 20.3255 | 20.4263 | 20.4833 | 20.6565 | 20.7969 | 0.5153%
PRC000:ca_ResidualFuel | Residual Fuel Oil | 5.2465 | 4.0943 | 5.1555 | 6.3888 | 7.4177 | 8.0842 | 8.7977 | 9.2713 | 9.3802 | 9.6308 | 9.9774 | 10.0565 | 10.3229 | 10.4948 | 10.6592 | 10.5651 | 10.5752 | 10.7579 | 10.9354 | 10.9288 | 11.2566 | 11.3981 | 11.5264 | 11.6529 | 11.8959 | 12.0796 | 12.2824 | 12.3981 | 12.434 | 12.5765 | 12.6798 | 2.985%
PRC000:ca_NaturalGas | Natural Gas | 7.2275 | 7.7572 | 7.7584 | 7.433 | 7.1539 | 7.1409 | 7.1872 | 7.2622 | 7.3037 | 7.4168 | 7.6684 | 7.7092 | 7.7568 | 7.8144 | 7.8315 | 7.8233 | 7.8237 | 7.8256 | 7.8058 | 7.782 | 7.7689 | 7.7831 | 7.7995 | 7.8087 | 7.8283 | 7.8415 | 7.8443 | 7.8465 | 7.8194 | 7.8163 | 7.8339 | 0.2689%
PRC000:ca_Electricity | Electricity | 31.3223 | 31.7514 | 31.3697 | 30.7709 | 30.3553 | 30.1145 | 29.8916 | 29.7982 | 29.6686 | 29.5416 | 29.4478 | 29.5162 | 29.4072 | 29.3627 | 29.207 | 29.0133 | 28.8031 | 28.6198 | 28.4757 | 28.3345 | 28.1863 | 28.0523 | 27.895 | 27.7486 | 27.5738 | 27.4377 | 27.2668 | 27.071 | 26.8384 | 26.563 | 26.3361 | -0.5763%
Industrial 1/
PRC000:da_LiquefiedPetr | Propane | 7.6224 | 8.4961 | 8.9952 | 8.7915 | 8.8415 | 8.9541 | 8.8042 | 8.7772 | 8.9623 | 9.1296 | 9.5622 | 9.7187 | 9.8474 | 9.9793 | 10.1209 | 10.162 | 10.2994 | 10.596 | 10.7765 | 10.8639 | 11.0038 | 11.1507 | 11.2804 | 11.2869 | 11.4423 | 11.5395 | 11.7103 | 11.8708 | 12.017 | 12.2154 | 12.3869 | 1.632%
PRC000:da_DistillateFue | Distillate Fuel Oil | 17.7508 | 17.7842 | 17.8325 | 18.2558 | 17.9657 | 17.4183 | 17.0434 | 17.4643 | 17.6655 | 17.9038 | 18.2284 | 18.3453 | 18.5648 | 18.7116 | 18.8231 | 18.6573 | 18.5572 | 18.7211 | 18.9069 | 18.7699 | 19.1414 | 19.277 | 19.3687 | 19.5071 | 19.6881 | 19.9401 | 20.0751 | 20.1828 | 20.2468 | 20.4266 | 20.5701 | 0.4926%
PRC000:da_ResidualFuel | Residual Fuel Oil | 5.4227 | 4.4313 | 5.8066 | 7.353 | 8.6042 | 9.588 | 10.6781 | 11.1224 | 11.3191 | 11.561 | 11.8865 | 11.9885 | 12.2147 | 12.3961 | 12.5412 | 12.4414 | 12.4361 | 12.6194 | 12.8175 | 12.7996 | 13.1271 | 13.2765 | 13.3898 | 13.4991 | 13.7324 | 13.9364 | 14.0883 | 14.1811 | 14.2348 | 14.37 | 14.5311 | 3.34%
PRC000:da_NaturalGas | Natural Gas 2/ | 3.0584 | 4.0451 | 3.9792 | 3.5641 | 3.2228 | 3.1671 | 3.1963 | 3.2942 | 3.3581 | 3.4629 | 3.5161 | 3.5449 | 3.5678 | 3.6137 | 3.6143 | 3.5944 | 3.5879 | 3.575 | 3.5572 | 3.5319 | 3.5117 | 3.5122 | 3.515 | 3.5046 | 3.5171 | 3.4991 | 3.4861 | 3.4995 | 3.469 | 3.4452 | 3.4617 | 0.4137%
PRC000:da_Metallurgical | Metallurgical Coal | 4.0174 | 3.5989 | 3.3561 | 3.2079 | 3.1175 | 3.071 | 3.0296 | 3.0136 | 3.0141 | 3.0368 | 3.0668 | 3.1021 | 3.137 | 3.1692 | 3.1996 | 3.2306 | 3.2614 | 3.2945 | 3.3283 | 3.3615 | 3.395 | 3.4296 | 3.4663 | 3.5055 | 3.5456 | 3.5867 | 3.6247 | 3.6615 | 3.6991 | 3.7376 | 3.7802 | -0.2027%
PRC000:da_SteamCoal | Other Industrial Coal | 2.8155 | 2.8279 | 2.8847 | 2.8737 | 2.8736 | 2.8618 | 2.8491 | 2.8374 | 2.8258 | 2.8207 | 2.8303 | 2.829 | 2.8157 | 2.8164 | 2.8171 | 2.8212 | 2.8233 | 2.8278 | 2.8272 | 2.8292 | 2.8376 | 2.8406 | 2.8446 | 2.8497 | 2.8465 | 2.8579 | 2.8609 | 2.8698 | 2.8794 | 2.8885 | 2.9008 | 0.0995%
PRC000:da_CoaltoLiquids | Coal to Liquids | [31 empty] | -- | bar: 2020 to 2050
PRC000:da_Electricity | Electricity | 20.704 | 20.9633 | 20.4679 | 19.7836 | 19.3577 | 19.1063 | 18.9639 | 18.8411 | 18.7356 | 18.6636 | 18.6175 | 18.6768 | 18.6346 | 18.5455 | 18.4466 | 18.3517 | 18.2398 | 18.1244 | 18.0445 | 17.94 | 17.8369 | 17.7507 | 17.6633 | 17.552 | 17.4885 | 17.401 | 17.2898 | 17.1808 | 17.0487 | 16.8923 | 16.7785 | -0.6983%
Transportation
PRC000:ea_LiquefiedPetr | Propane | 11.9891 | 12.9192 | 13.3875 | 13.1756 | 13.2266 | 13.3344 | 13.1855 | 13.161 | 13.341 | 13.4972 | 14.3321 | 14.4641 | 14.6346 | 14.7485 | 14.8722 | 14.9023 | 15.024 | 15.2892 | 15.4431 | 15.5142 | 15.6352 | 15.7609 | 15.8703 | 15.8704 | 16.0061 | 16.0869 | 16.2332 | 16.3685 | 16.4904 | 16.6575 | 16.7994 | 1.131%
PRC000:ea_Ethanol(E85) | E85 3/ | 21.198 | 22.2544 | 23.6101 | 23.1121 | 22.8355 | 22.6091 | 22.5273 | 23.0465 | 23.2838 | 23.6392 | 24.6402 | 24.5583 | 24.8774 | 25.09 | 25.6134 | 25.3027 | 25.3789 | 25.6639 | 25.9274 | 25.9756 | 26.1599 | 26.3579 | 26.3448 | 26.4766 | 26.6805 | 26.9593 | 27.0888 | 27.2126 | 27.3516 | 27.5486 | 27.7622 | 0.9033%
PRC000:ea_MotorGasoline | Motor Gasoline 4/ | 18.7533 | 19.5816 | 19.8521 | 19.7314 | 19.55 | 19.4043 | 19.3696 | 19.802 | 19.9861 | 20.2676 | 21.2499 | 21.1568 | 21.4269 | 21.5828 | 22.0047 | 21.724 | 21.7729 | 22.005 | 22.2152 | 22.2467 | 22.3941 | 22.5474 | 22.5238 | 22.623 | 22.7837 | 22.9961 | 23.0747 | 23.1739 | 23.2605 | 23.4277 | 23.5974 | 0.7688%
PRC000:ea_JetFuel | Jet Fuel 5/ | 9.5687 | 10.3821 | 11.3593 | 12.1905 | 12.6963 | 12.903 | 13.2608 | 13.7617 | 14.0271 | 14.32 | 14.7202 | 14.9464 | 15.2598 | 15.4677 | 15.6018 | 15.5154 | 15.4772 | 15.7054 | 15.9447 | 15.8704 | 16.294 | 16.4743 | 16.6128 | 16.8038 | 17.0559 | 17.3334 | 17.508 | 17.6409 | 17.7189 | 17.9196 | 18.0782 | 2.143%
PRC000:ea_DistillateFue | Diesel Fuel (distillate fuel oil) 6/ | 18.3292 | 18.2733 | 19.0186 | 20.185 | 20.4585 | 20.6663 | 20.7733 | 21.3035 | 21.5346 | 21.7445 | 22.4458 | 22.5941 | 22.867 | 23.0246 | 23.1348 | 22.8717 | 22.7898 | 22.9775 | 23.1539 | 23.0139 | 23.3531 | 23.4719 | 23.5465 | 23.6592 | 23.8226 | 24.0348 | 24.1765 | 24.2867 | 24.3642 | 24.5126 | 24.6576 | 0.9935%
PRC000:ea_ResidualFuel | Residual Fuel Oil | 9.2081 | 6.9896 | 7.1442 | 8.1884 | 9.35 | 9.3757 | 9.6403 | 10.1264 | 10.2263 | 10.9687 | 11.3272 | 11.0509 | 11.3341 | 11.4618 | 11.8807 | 11.5261 | 11.6416 | 11.7837 | 11.9783 | 12.1189 | 12.2963 | 12.3521 | 12.5965 | 12.9354 | 13.2382 | 13.2001 | 13.8037 | 13.884 | 13.9359 | 14.1053 | 14.3318 | 1.486%
PRC000:ea_NaturalGas | Natural Gas 7/ | 12.9992 | 13.6127 | 13.9622 | 13.394 | 12.7011 | 12.4557 | 12.2316 | 12.0047 | 11.7494 | 11.56 | 12.0361 | 11.7569 | 11.6379 | 11.4669 | 11.2979 | 11.0786 | 10.9365 | 10.7979 | 10.6675 | 10.5467 | 10.4581 | 10.3728 | 10.3363 | 10.2683 | 10.2519 | 10.1984 | 10.1559 | 10.1379 | 10.0735 | 10.031 | 10.0353 | -0.8589%
PRC000:ea_Electricity | Electricity | 34.8817 | 36.4321 | 35.3827 | 34.5054 | 33.7769 | 33.5716 | 33.4933 | 33.4634 | 33.4265 | 33.4382 | 33.3326 | 33.5621 | 33.6099 | 33.643 | 33.5778 | 33.3833 | 33.2362 | 33.117 | 32.993 | 32.8486 | 32.6973 | 32.5582 | 32.4077 | 32.2018 | 32.0142 | 31.8561 | 31.6428 | 31.4448 | 31.1823 | 30.8676 | 30.5819 | -0.4376%
Electric Power 8/
PRC000:ga_DistillateFue | Distillate Fuel Oil | 17.7086 | 17.7358 | 17.7724 | 17.7572 | 17.4405 | 16.9066 | 16.3217 | 16.7409 | 16.8868 | 17.0923 | 17.4285 | 17.383 | 17.6077 | 17.7533 | 17.8816 | 17.7596 | 17.7262 | 17.8974 | 17.9933 | 17.9107 | 18.3408 | 18.4898 | 18.5733 | 18.707 | 18.9101 | 19.1605 | 19.3323 | 19.4489 | 19.5438 | 19.7584 | 19.9048 | 0.3905%
PRC000:ga_ResidualFuel | Residual Fuel Oil | 8.2907 | 8.8537 | 9.7206 | 10.6939 | 11.3727 | 11.7012 | 12.1029 | 12.5101 | 12.6264 | 12.8415 | 13.1569 | 13.2646 | 13.4617 | 13.6539 | 13.734 | 13.6491 | 13.5913 | 13.7579 | 13.9307 | 13.9785 | 14.2611 | 14.3003 | 14.297 | 14.2775 | 14.3289 | 14.2398 | 14.4273 | 14.572 | 14.6614 | 14.8483 | 15.0505 | 2.007%
PRC000:ga_NaturalGas | Natural Gas | 2.4475 | 3.5378 | 3.4333 | 3.0157 | 2.6849 | 2.6497 | 2.6746 | 2.75 | 2.8048 | 2.9017 | 2.9613 | 2.9948 | 3.0136 | 3.0463 | 3.0398 | 3.0194 | 3.0151 | 2.9906 | 2.9657 | 2.9376 | 2.9216 | 2.9223 | 2.9232 | 2.9078 | 2.9255 | 2.902 | 2.8857 | 2.889 | 2.8488 | 2.8097 | 2.8242 | 0.4783%
PRC000:ga_SteamCoal | Steam Coal | 1.914 | 1.9928 | 1.9977 | 1.9226 | 1.8888 | 1.8081 | 1.7887 | 1.7713 | 1.7306 | 1.7247 | 1.7203 | 1.7246 | 1.7005 | 1.6855 | 1.6802 | 1.6657 | 1.6559 | 1.6545 | 1.6677 | 1.6649 | 1.6638 | 1.6627 | 1.6577 | 1.6562 | 1.6538 | 1.6491 | 1.647 | 1.6447 | 1.6343 | 1.6319 | 1.6307 | -0.5326%
PRC000:ga_uranium | Uranium | 0.68612 | 0.68713 | 0.68814 | 0.69015 | 0.69115 | 0.69317 | 0.69417 | 0.69618 | 0.69719 | 0.6992 | 0.70121 | 0.70222 | 0.70423 | 0.70624 | 0.70725 | 0.70926 | 0.71127 | 0.71228 | 0.71429 | 0.7163 | 0.71832 | 0.72033 | 0.72234 | 0.72435 | 0.72636 | 0.72838 | 0.73039 | 0.7324 | 0.73441 | 0.73642 | 0.73844 | 0.2452%
Average Price to All Users 9/
PRC000:ha_LiquefiedPetr | Propane | 14.3459 | 14.7137 | 15.243 | 14.4609 | 14.4778 | 14.5491 | 14.4126 | 14.3549 | 14.4954 | 14.6554 | 15.206 | 15.4184 | 15.6035 | 15.7628 | 15.9214 | 15.9857 | 16.1176 | 16.3956 | 16.5979 | 16.7148 | 16.8623 | 17.0123 | 17.1482 | 17.1741 | 17.3103 | 17.4056 | 17.5612 | 17.7193 | 17.8664 | 18.0565 | 18.2282 | 0.8015%
PRC000:ha_Ethanol(E85) | E85 3/ | 21.198 | 22.2544 | 23.6101 | 23.1121 | 22.8355 | 22.6091 | 22.5273 | 23.0465 | 23.2838 | 23.6392 | 24.6402 | 24.5583 | 24.8774 | 25.09 | 25.6134 | 25.3027 | 25.3789 | 25.6639 | 25.9274 | 25.9756 | 26.1599 | 26.3579 | 26.3448 | 26.4766 | 26.6805 | 26.9593 | 27.0888 | 27.2126 | 27.3516 | 27.5486 | 27.7622 | 0.9033%
PRC000:ha_MotorGasoline | Motor Gasoline 4/ | 18.7417 | 19.5736 | 19.8472 | 19.7301 | 19.5524 | 19.4104 | 19.3793 | 19.8119 | 19.9961 | 20.2779 | 21.257 | 21.1639 | 21.4335 | 21.5896 | 22.0116 | 21.731 | 21.7801 | 22.0123 | 22.2226 | 22.2542 | 22.4018 | 22.5551 | 22.5317 | 22.6311 | 22.7918 | 23.0044 | 23.0831 | 23.1824 | 23.2692 | 23.4366 | 23.6063 | 0.7722%
PRC000:ha_JetFuel | Jet Fuel 5/ | 9.5687 | 10.3821 | 11.3593 | 12.1905 | 12.6963 | 12.903 | 13.2608 | 13.7617 | 14.0271 | 14.32 | 14.7202 | 14.9464 | 15.2598 | 15.4677 | 15.6018 | 15.5154 | 15.4772 | 15.7054 | 15.9447 | 15.8704 | 16.294 | 16.4743 | 16.6128 | 16.8038 | 17.0559 | 17.3334 | 17.508 | 17.6409 | 17.7189 | 17.9196 | 18.0782 | 2.143%
PRC000:ha_DistillateFue | Distillate Fuel Oil | 18.1848 | 18.1504 | 18.6911 | 19.6955 | 19.9087 | 19.8608 | 19.983 | 20.3982 | 20.5867 | 20.818 | 21.3818 | 21.4794 | 21.7227 | 21.8508 | 21.9511 | 21.7656 | 21.6438 | 21.7948 | 21.965 | 21.8118 | 22.1614 | 22.2794 | 22.3649 | 22.4898 | 22.6534 | 22.892 | 23.0137 | 23.1112 | 23.1608 | 23.3275 | 23.4619 | 0.8529%
PRC000:ha_ResidualFuel | Residual Fuel Oil | 8.844 | 6.9485 | 7.2066 | 8.257 | 9.4059 | 9.4921 | 9.7995 | 10.2927 | 10.3983 | 11.0879 | 11.4407 | 11.1981 | 11.4824 | 11.6165 | 12.0025 | 11.6704 | 11.7764 | 11.9219 | 12.1095 | 12.2401 | 12.433 | 12.4837 | 12.7119 | 13.0162 | 13.3035 | 13.2806 | 13.8356 | 13.9197 | 13.9728 | 14.1403 | 14.3605 | 1.629%
PRC000:ha_NaturalGas | Natural Gas | 4.5303 | 5.5292 | 5.4028 | 4.9624 | 4.6136 | 4.5179 | 4.5198 | 4.583 | 4.6369 | 4.7259 | 4.8611 | 4.8852 | 4.9056 | 4.9443 | 4.9354 | 4.915 | 4.9046 | 4.8734 | 4.8387 | 4.8031 | 4.779 | 4.7719 | 4.7653 | 4.7378 | 4.7295 | 4.7015 | 4.6844 | 4.6856 | 4.6445 | 4.6179 | 4.6253 | 0.0692%
PRC000:ha_Metallugical | Metallurgical Coal | 4.0174 | 3.5989 | 3.3561 | 3.2079 | 3.1175 | 3.071 | 3.0296 | 3.0136 | 3.0141 | 3.0368 | 3.0668 | 3.1021 | 3.137 | 3.1692 | 3.1996 | 3.2306 | 3.2614 | 3.2945 | 3.3283 | 3.3615 | 3.395 | 3.4296 | 3.4663 | 3.5055 | 3.5456 | 3.5867 | 3.6247 | 3.6615 | 3.6991 | 3.7376 | 3.7802 | -0.2027%
PRC000:ha_Coal | Other Coal | 1.9738 | 2.0376 | 2.0439 | 1.9837 | 1.9644 | 1.9125 | 1.8921 | 1.8778 | 1.8384 | 1.8312 | 1.8264 | 1.831 | 1.8096 | 1.7955 | 1.7921 | 1.7823 | 1.7753 | 1.7763 | 1.7911 | 1.7895 | 1.7905 | 1.7914 | 1.79 | 1.7913 | 1.7921 | 1.7937 | 1.7943 | 1.7948 | 1.7899 | 1.7917 | 1.7926 | -0.3205%
PRC000:ha_CoaltoLiquids | Coal to Liquids | [31 empty] | -- | bar: 2020 to 2050
PRC000:ha_Electricity | Electricity | 30.5239 | 31.0738 | 30.6444 | 30.0643 | 29.6251 | 29.3541 | 29.1751 | 29.0832 | 28.9808 | 28.9023 | 28.842 | 28.9191 | 28.8658 | 28.825 | 28.7188 | 28.5686 | 28.4203 | 28.288 | 28.1891 | 28.0829 | 27.9787 | 27.889 | 27.7815 | 27.6582 | 27.5504 | 27.462 | 27.334 | 27.1998 | 27.0245 | 26.7974 | 26.6095 | -0.4564%
Non-Renewable Energy Expenditures by Sector
(billion 2020 dollars)
PRC000:ia_Residential | Residential | 246.6207 | 253.1302 | 252.0166 | 249.8335 | 248.1279 | 248.2845 | 249.3405 | 250.6562 | 251.7512 | 253.2787 | 256.0114 | 257.7802 | 259.2281 | 260.5466 | 261.6357 | 262.2563 | 263.1326 | 264.2573 | 265.3908 | 266.3881 | 267.5238 | 268.8318 | 270.0615 | 271.1564 | 272.4113 | 273.9028 | 274.9146 | 275.8706 | 276.5118 | 276.9288 | 277.6696 | 0.396%
PRC000:ia_Commercial | Commercial | 173.4815 | 181.1134 | 182.8144 | 182.453 | 182.7366 | 184.5504 | 184.2793 | 184.9602 | 185.2103 | 185.7458 | 187.1175 | 187.9649 | 188.4673 | 189.285 | 189.6302 | 189.4624 | 189.4178 | 189.7844 | 190.2429 | 190.5811 | 191.0922 | 191.8634 | 192.501 | 193.2967 | 194.119 | 195.2057 | 196.0366 | 196.9303 | 197.6082 | 198.3193 | 199.3854 | 0.465%
PRC000:ia_Industrial | Industrial 1/ | 151.848 | 165.1146 | 170.1643 | 170.9589 | 172.6807 | 175.7065 | 177.8562 | 181.7873 | 185.8834 | 190.064 | 195.2573 | 199.5187 | 203.3774 | 206.1608 | 209.2856 | 212.1335 | 214.535 | 218.4282 | 221.8559 | 223.432 | 226.5509 | 230.1051 | 233.6827 | 237.0158 | 241.0784 | 245.145 | 248.4535 | 251.5737 | 254.0821 | 258.0322 | 262.5732 | 1.842%
PRC000:ia_Transportatio | Transportation | 411.8499 | 447.953 | 465.3721 | 477.4696 | 482.1087 | 482.5492 | 484.444 | 494.0912 | 497.2513 | 502.0803 | 520.2327 | 517.7581 | 523.0054 | 525.6332 | 532.6487 | 527.3693 | 527.9756 | 533.879 | 539.8832 | 540.7492 | 548.76 | 554.732 | 558.287 | 564.585 | 571.8395 | 580.5215 | 586.1978 | 591.2228 | 595.9307 | 603.3005 | 610.6625 | 1.322%
PRC000:ia_TotalNon-Rene | Total Non-Renewable Expenditures | 983.8001 | 1047.3112 | 1070.3674 | 1080.715 | 1085.6539 | 1091.0906 | 1095.92 | 1111.4949 | 1120.0962 | 1131.1688 | 1158.6189 | 1163.0219 | 1174.0781 | 1181.6257 | 1193.2002 | 1191.2216 | 1195.0612 | 1206.3489 | 1217.3728 | 1221.1504 | 1233.9268 | 1245.5323 | 1254.5322 | 1266.054 | 1279.4482 | 1294.775 | 1305.6024 | 1315.5974 | 1324.1327 | 1336.5808 | 1350.2906 | 1.061%
PRC000:ja_Transportatio | Transportation Renewable Expenditures | 0.6415 | 0.72433 | 0.7319 | 0.74716 | 0.73789 | 0.72591 | 0.71562 | 0.71818 | 0.71193 | 0.70856 | 0.72456 | 0.71119 | 0.70988 | 0.70798 | 0.71608 | 0.70724 | 0.70962 | 0.71983 | 0.73005 | 0.73803 | 0.75118 | 0.76513 | 0.77444 | 0.78795 | 0.80437 | 0.82131 | 0.83407 | 0.85039 | 0.86407 | 0.88453 | 0.90451 | 1.152%
PRC000:ja_TotalExpendit | Total Expenditures | 984.4416 | 1048.0355 | 1071.0994 | 1081.4622 | 1086.3918 | 1091.8165 | 1096.6356 | 1112.213 | 1120.8081 | 1131.8774 | 1159.3435 | 1163.733 | 1174.788 | 1182.3337 | 1193.9163 | 1191.9288 | 1195.7708 | 1207.0687 | 1218.1029 | 1221.8884 | 1234.678 | 1246.2975 | 1255.3066 | 1266.8419 | 1280.2526 | 1295.5963 | 1306.4365 | 1316.4478 | 1324.9967 | 1337.4653 | 1351.1952 | 1.061%
Prices in Nominal Dollars
Residential
PRC000:nom_R_LiquefiedP | Propane | 17.2965 | 17.3645 | 17.7732 | 17.8956 | 18.2051 | 18.6889 | 19.0723 | 19.5634 | 20.2881 | 21.1215 | 22.4901 | 23.5414 | 24.5739 | 25.5575 | 26.5295 | 27.3899 | 28.3097 | 29.4241 | 30.5131 | 31.4965 | 32.5374 | 33.6174 | 34.7222 | 35.7215 | 36.9037 | 38.0928 | 39.4578 | 40.9018 | 42.398 | 44.0489 | 45.7739 | 3.297%
PRC000:nom_R_Distillate | Distillate Fuel Oil | 17.7484 | 17.9664 | 19.2597 | 20.9163 | 22.0162 | 22.9741 | 24.2352 | 25.3993 | 26.3906 | 27.4826 | 28.7368 | 29.7292 | 30.8824 | 31.9287 | 32.9051 | 33.504 | 34.1672 | 35.212 | 36.3016 | 36.897 | 38.3267 | 39.4182 | 40.4844 | 41.6653 | 42.9984 | 44.5086 | 45.914 | 47.3189 | 48.6752 | 50.3544 | 52.0648 | 3.652%
PRC000:nom_R_NaturalGas | Natural Gas | 10.1417 | 10.625 | 10.4289 | 10.2675 | 10.1645 | 10.3969 | 10.7464 | 11.1822 | 11.602 | 12.1317 | 12.9463 | 13.4333 | 13.9294 | 14.4233 | 14.852 | 15.2359 | 15.6273 | 16.0185 | 16.3787 | 16.7253 | 17.1008 | 17.5304 | 17.9811 | 18.442 | 18.9477 | 19.4601 | 19.9911 | 20.5451 | 21.0637 | 21.6596 | 22.3265 | 2.665%
PRC000:nom_R_Electricit | Electricity | 35.769 | 36.9587 | 37.0054 | 37.1291 | 37.4536 | 38.0648 | 38.9258 | 39.9973 | 41.1311 | 42.3479 | 43.6179 | 45.0595 | 46.3623 | 47.6146 | 48.7648 | 49.7834 | 50.8134 | 51.8412 | 52.9157 | 53.9698 | 55.0684 | 56.2388 | 57.4241 | 58.6441 | 59.9528 | 61.3803 | 62.781 | 64.2194 | 65.6048 | 66.9222 | 68.3709 | 2.183%
Commercial
PRC000:nom_C_LiquefiedG | Propane | 12.7702 | 13.7398 | 14.4462 | 14.4449 | 14.7402 | 15.1847 | 15.4059 | 15.8088 | 16.5025 | 17.2283 | 18.5911 | 19.3802 | 20.1647 | 20.9144 | 21.6707 | 22.284 | 23.0282 | 24.0144 | 24.8606 | 25.5638 | 26.3722 | 27.2192 | 28.0735 | 28.7665 | 29.7447 | 30.6684 | 31.7867 | 32.939 | 34.1107 | 35.4419 | 36.7914 | 3.59%
PRC000:nom_C_Distillate | Distillate Fuel Oil | 17.8251 | 18.0934 | 18.3154 | 18.9262 | 18.9372 | 18.7474 | 18.8009 | 19.8115 | 20.6349 | 21.5504 | 22.9527 | 23.7779 | 24.8056 | 25.689 | 26.5083 | 26.943 | 27.4535 | 28.3419 | 29.2792 | 29.7231 | 30.996 | 31.9238 | 32.8169 | 33.8305 | 34.9856 | 36.3067 | 37.5086 | 38.7015 | 39.8552 | 41.3034 | 42.7574 | 2.959%
PRC000:nom_C_ResidualFu | Residual Fuel Oil | 5.2465 | 4.1375 | 5.2701 | 6.6171 | 7.8136 | 8.7001 | 9.7093 | 10.5252 | 10.9669 | 11.6071 | 12.3937 | 12.8683 | 13.5904 | 14.2015 | 14.804 | 15.0427 | 15.4232 | 16.0581 | 16.7009 | 17.063 | 17.9757 | 18.6185 | 19.2663 | 19.9441 | 20.8657 | 21.7188 | 22.6658 | 23.4905 | 24.1934 | 25.1472 | 26.0692 | 5.489%
PRC000:nom_C_NaturalGas | Natural Gas | 7.2275 | 7.839 | 7.9309 | 7.6986 | 7.5357 | 7.6849 | 7.9318 | 8.2444 | 8.5392 | 8.9389 | 9.5255 | 9.8647 | 10.2121 | 10.5744 | 10.8767 | 11.1389 | 11.4102 | 11.6812 | 11.9212 | 12.1499 | 12.4061 | 12.7135 | 13.0368 | 13.3647 | 13.7309 | 14.0989 | 14.4758 | 14.8667 | 15.2146 | 15.629 | 16.1061 | 2.707%
PRC000:nom_C_Electricit | Electricity | 31.3223 | 32.0864 | 32.0668 | 31.8707 | 31.9755 | 32.4087 | 32.9888 | 33.8282 | 34.6874 | 35.6039 | 36.5793 | 37.7689 | 38.7156 | 39.7333 | 40.564 | 41.3093 | 42.0071 | 42.7202 | 43.4888 | 44.2384 | 45.0106 | 45.8229 | 46.6263 | 47.492 | 48.3649 | 49.3323 | 50.3179 | 51.2911 | 52.2206 | 53.1137 | 54.1458 | 1.841%
Industrial 1/
PRC000:nom_I_LiquefiedP | Propane | 7.6224 | 8.5858 | 9.1951 | 9.1057 | 9.3135 | 9.6362 | 9.7165 | 9.9642 | 10.4784 | 11.0031 | 11.8779 | 12.4361 | 12.9644 | 13.5038 | 14.0563 | 14.4687 | 15.0209 | 15.8165 | 16.4581 | 16.9617 | 17.572 | 18.2145 | 18.8552 | 19.3176 | 20.07 | 20.7478 | 21.6101 | 22.4915 | 23.3819 | 24.4251 | 25.4668 | 4.103%
PRC000:nom_I_Distillate | Distillate Fuel Oil | 17.7508 | 17.9718 | 18.2288 | 18.9082 | 18.9246 | 18.7452 | 18.8093 | 19.8263 | 20.6538 | 21.5779 | 22.6429 | 23.4747 | 24.4411 | 25.3203 | 26.1424 | 26.5644 | 27.0643 | 27.9445 | 28.8751 | 29.3053 | 30.5668 | 31.4886 | 32.3748 | 33.3865 | 34.5332 | 35.8518 | 37.0465 | 38.2402 | 39.395 | 40.8437 | 42.2913 | 2.936%
PRC000:nom_I_ResidualFu | Residual Fuel Oil | 5.4227 | 4.4781 | 5.9357 | 7.6158 | 9.0634 | 10.3185 | 11.7845 | 12.6266 | 13.2339 | 13.9334 | 14.7652 | 15.3405 | 16.081 | 16.7742 | 17.4177 | 17.7141 | 18.1371 | 18.8367 | 19.5752 | 19.984 | 20.9626 | 21.6869 | 22.3809 | 23.1038 | 24.0868 | 25.0573 | 25.9984 | 26.8688 | 27.6973 | 28.7333 | 29.8752 | 5.853%
PRC000:nom_I_NaturalGas | Natural Gas 2/ | 3.0584 | 4.0877 | 4.0677 | 3.6915 | 3.3948 | 3.4084 | 3.5275 | 3.7397 | 3.9261 | 4.1735 | 4.3677 | 4.536 | 4.6971 | 4.89 | 5.0197 | 5.1177 | 5.2326 | 5.3364 | 5.4327 | 5.5143 | 5.6079 | 5.737 | 5.8752 | 5.9982 | 6.1691 | 6.2913 | 6.4332 | 6.6305 | 6.7498 | 6.8889 | 7.1172 | 2.855%
PRC000:nom_I_Metallurgi | Metallurgical Coal | 4.0174 | 3.6369 | 3.4306 | 3.3225 | 3.2839 | 3.3049 | 3.3435 | 3.4212 | 3.5239 | 3.66 | 3.8095 | 3.9695 | 4.13 | 4.2885 | 4.4437 | 4.5998 | 4.7565 | 4.9176 | 5.0831 | 5.2483 | 5.4215 | 5.6022 | 5.794 | 5.9998 | 6.219 | 6.4488 | 6.689 | 6.9374 | 7.1975 | 7.4735 | 7.7719 | 2.224%
PRC000:nom_I_SteamCoal | Other Industrial Coal | 2.8155 | 2.8577 | 2.9488 | 2.9764 | 3.0269 | 3.0799 | 3.1444 | 3.2211 | 3.3038 | 3.3995 | 3.5157 | 3.62 | 3.707 | 3.8112 | 3.9125 | 4.0168 | 4.1176 | 4.221 | 4.3178 | 4.4173 | 4.5314 | 4.6401 | 4.7548 | 4.8773 | 4.9927 | 5.1384 | 5.2795 | 5.4374 | 5.6025 | 5.7757 | 5.9639 | 2.534%
PRC000:nom_I_CoaltoLiqu | Coal to Liquids | [31 empty] | -- | bar: 2020 to 2050
PRC000:nom_I_Electricit | Electricity | 20.704 | 21.1844 | 20.9228 | 20.4907 | 20.391 | 20.5618 | 20.9288 | 21.3892 | 21.9049 | 22.4936 | 23.1262 | 23.8988 | 24.533 | 25.0956 | 25.6194 | 26.1292 | 26.6014 | 27.0539 | 27.5579 | 28.0096 | 28.4836 | 28.9954 | 29.5242 | 30.0405 | 30.6751 | 31.2866 | 31.9065 | 32.5522 | 33.1724 | 33.7769 | 34.4959 | 1.716%
Transportation
PRC000:nom_T_LiquefiedP | Propane | 11.9891 | 13.0555 | 13.685 | 13.6465 | 13.9326 | 14.3503 | 14.5517 | 14.941 | 15.5978 | 16.267 | 17.803 | 18.5083 | 19.2669 | 19.9576 | 20.6552 | 21.218 | 21.9113 | 22.8218 | 23.585 | 24.2222 | 24.9678 | 25.7451 | 26.5272 | 27.1624 | 28.0749 | 28.9238 | 29.9566 | 31.0132 | 32.0861 | 33.3073 | 34.5387 | 3.59%
PRC000:nom_T_Ethan(E85) | E85 3/ | 21.198 | 22.4892 | 24.1348 | 23.9381 | 24.0544 | 24.3315 | 24.8614 | 26.1634 | 27.2226 | 28.4902 | 30.6074 | 31.4248 | 32.7519 | 33.9516 | 35.573 | 36.0262 | 37.0132 | 38.3079 | 39.597 | 40.5556 | 41.7746 | 43.055 | 44.0352 | 45.315 | 46.7981 | 48.4722 | 49.9895 | 51.5593 | 53.2192 | 55.0844 | 57.0778 | 3.357%
PRC000:nom_T_MotorGasol | Motor Gasoline 4/ | 18.7533 | 19.7882 | 20.2933 | 20.4366 | 20.5935 | 20.8826 | 21.3765 | 22.4801 | 23.3669 | 24.4268 | 26.3962 | 27.0723 | 28.2092 | 29.2056 | 30.5611 | 30.9307 | 31.7542 | 32.8464 | 33.9275 | 34.7337 | 35.761 | 36.8306 | 37.6484 | 38.7196 | 39.9629 | 41.3465 | 42.5817 | 43.9072 | 45.259 | 46.8446 | 48.5151 | 3.219%
PRC000:nom_T_JetFuel | Jet Fuel 5/ | 9.5687 | 10.4916 | 11.6118 | 12.6261 | 13.374 | 13.886 | 14.6348 | 15.6229 | 16.4 | 17.2586 | 18.2851 | 19.1254 | 20.09 | 20.9307 | 21.6684 | 22.0909 | 22.5724 | 23.4432 | 24.3512 | 24.7783 | 26.0199 | 26.9104 | 27.7682 | 28.7599 | 29.9164 | 31.165 | 32.3091 | 33.424 | 34.4764 | 35.8308 | 37.1679 | 4.627%
PRC000:nom_T_Distillate | Diesel Fuel (distillate fuel oil) 6/ | 18.3292 | 18.4661 | 19.4413 | 20.9064 | 21.5505 | 22.2407 | 22.9257 | 24.1847 | 25.1774 | 26.2067 | 27.8817 | 28.9115 | 30.1052 | 31.1567 | 32.1306 | 32.5649 | 33.2372 | 34.298 | 35.3612 | 35.9315 | 37.2924 | 38.3409 | 39.3579 | 40.4929 | 41.7852 | 43.214 | 44.6152 | 46.0157 | 47.4064 | 49.0138 | 50.6948 | 3.449%
PRC000:nom_T_ResidualFu | Residual Fuel Oil | 9.2081 | 7.0634 | 7.303 | 8.4811 | 9.849 | 10.0899 | 10.6391 | 11.4959 | 11.9562 | 13.2196 | 14.0704 | 14.1408 | 14.9217 | 15.51 | 16.5005 | 16.411 | 16.9784 | 17.5893 | 18.2935 | 18.9212 | 19.6359 | 20.1769 | 21.055 | 22.139 | 23.2201 | 23.7334 | 25.4733 | 26.3059 | 27.1157 | 28.204 | 29.4655 | 3.953%
PRC000:nom_T_NaturalGas | Natural Gas 7/ | 12.9992 | 13.7563 | 14.2725 | 13.8727 | 13.3791 | 13.4046 | 13.4989 | 13.6282 | 13.737 | 13.9322 | 14.9509 | 15.0441 | 15.3217 | 15.5169 | 15.6911 | 15.7738 | 15.9501 | 16.1178 | 16.2916 | 16.4665 | 16.7004 | 16.9437 | 17.2771 | 17.5742 | 17.982 | 18.3364 | 18.7417 | 19.2081 | 19.6005 | 20.0574 | 20.6321 | 1.552%
PRC000:nom_T_Electricit | Electricity | 34.8817 | 36.8165 | 36.169 | 35.7386 | 35.5798 | 36.1291 | 36.9636 | 37.9891 | 39.081 | 40.3001 | 41.405 | 42.9461 | 44.2486 | 45.5253 | 46.6343 | 47.5314 | 48.4725 | 49.433 | 50.3877 | 51.2864 | 52.2143 | 53.1831 | 54.1693 | 55.1137 | 56.1534 | 57.2765 | 58.3933 | 59.5781 | 60.6727 | 61.7208 | 62.8749 | 1.983%
Electric Power 8/
PRC000:nom_E_Distillate | Distillate Fuel Oil | 17.7086 | 17.9229 | 18.1673 | 18.3918 | 18.3714 | 18.1945 | 18.0128 | 19.005 | 19.7434 | 20.5998 | 21.6493 | 22.2433 | 23.1811 | 24.0235 | 24.8347 | 25.2862 | 25.8523 | 26.715 | 27.4797 | 27.9639 | 29.2883 | 30.2026 | 31.0452 | 32.0173 | 33.1687 | 34.45 | 35.6756 | 36.8496 | 38.0271 | 39.5076 | 40.9234 | 2.832%
PRC000:nom_E_ResidualFu | Residual Fuel Oil | 8.2907 | 8.9471 | 9.9366 | 11.0761 | 11.9797 | 12.5927 | 13.3569 | 14.202 | 14.7623 | 15.4768 | 16.3432 | 16.9735 | 17.7228 | 18.4763 | 19.0743 | 19.4337 | 19.8219 | 20.5361 | 21.2753 | 21.8246 | 22.7736 | 23.3592 | 23.8973 | 24.4361 | 25.1331 | 25.6027 | 26.6241 | 27.6093 | 28.5272 | 29.6897 | 30.9432 | 4.488%
PRC000:nom_E_NaturalGas | Natural Gas | 2.4475 | 3.5751 | 3.5096 | 3.1235 | 2.8283 | 2.8515 | 2.9518 | 3.1219 | 3.2792 | 3.4971 | 3.6785 | 3.8322 | 3.9675 | 4.1223 | 4.2217 | 4.2991 | 4.3974 | 4.464 | 4.5293 | 4.5864 | 4.6656 | 4.7735 | 4.8862 | 4.9768 | 5.1314 | 5.2177 | 5.3253 | 5.4737 | 5.543 | 5.6181 | 5.8065 | 2.921%
PRC000:nom_E_SteamCoal | Steam Coal | 1.914 | 2.0139 | 2.042 | 1.9913 | 1.9896 | 1.9459 | 1.9741 | 2.0109 | 2.0233 | 2.0786 | 2.1369 | 2.2068 | 2.2387 | 2.2807 | 2.3336 | 2.3716 | 2.415 | 2.4696 | 2.547 | 2.5994 | 2.657 | 2.716 | 2.7708 | 2.8346 | 2.9009 | 2.9651 | 3.0394 | 3.1162 | 3.1799 | 3.263 | 3.3526 | 1.886%
PRC000:nom_E_uranium | Uranium | 0.68612 | 0.69438 | 0.70343 | 0.71481 | 0.72804 | 0.74597 | 0.7661 | 0.79034 | 0.81513 | 0.84269 | 0.87103 | 0.89856 | 0.92714 | 0.95568 | 0.98226 | 1.0099 | 1.0373 | 1.0632 | 1.0909 | 1.1184 | 1.1471 | 1.1766 | 1.2074 | 1.2397 | 1.2741 | 1.3096 | 1.3479 | 1.3877 | 1.429 | 1.4725 | 1.5182 | 2.683%
Average Price to All Users 9/
PRC000:nom_Avg_Liquefie | Propane | 14.3459 | 14.8689 | 15.5818 | 14.9777 | 15.2506 | 15.6575 | 15.9059 | 16.2963 | 16.9475 | 17.6628 | 18.8885 | 19.7294 | 20.5425 | 21.33 | 22.1124 | 22.7605 | 23.5063 | 24.4733 | 25.3487 | 26.0968 | 26.9273 | 27.7892 | 28.6632 | 29.3937 | 30.3625 | 31.2947 | 32.4073 | 33.5726 | 34.7634 | 36.1047 | 37.4763 | 3.253%
PRC000:nom_Avg_E85_E85 | E85 3/ | 21.198 | 22.4892 | 24.1348 | 23.9381 | 24.0544 | 24.3315 | 24.8614 | 26.1634 | 27.2226 | 28.4902 | 30.6074 | 31.4248 | 32.7519 | 33.9516 | 35.573 | 36.0262 | 37.0132 | 38.3079 | 39.597 | 40.5556 | 41.7746 | 43.055 | 44.0352 | 45.315 | 46.7981 | 48.4722 | 49.9895 | 51.5593 | 53.2192 | 55.0844 | 57.0778 | 3.357%
PRC000:nom_Avg_MotorGas | Motor Gasoline 4/ | 18.7417 | 19.7801 | 20.2883 | 20.4353 | 20.596 | 20.8891 | 21.3873 | 22.4913 | 23.3787 | 24.4391 | 26.4049 | 27.0814 | 28.218 | 29.2148 | 30.5707 | 30.9408 | 31.7647 | 32.8573 | 33.9389 | 34.7454 | 35.7733 | 36.8433 | 37.6616 | 38.7333 | 39.9772 | 41.3614 | 42.5973 | 43.9235 | 45.2759 | 46.8622 | 48.5335 | 3.222%
PRC000:nom_Avg_JetFuel | Jet Fuel 5/ | 9.5687 | 10.4916 | 11.6118 | 12.6261 | 13.374 | 13.886 | 14.6348 | 15.6229 | 16.4 | 17.2586 | 18.2851 | 19.1254 | 20.09 | 20.9307 | 21.6684 | 22.0909 | 22.5724 | 23.4432 | 24.3512 | 24.7783 | 26.0199 | 26.9104 | 27.7682 | 28.7599 | 29.9164 | 31.165 | 32.3091 | 33.424 | 34.4764 | 35.8308 | 37.1679 | 4.627%
PRC000:nom_Avg_Distilla | Distillate Fuel Oil | 18.1848 | 18.3419 | 19.1065 | 20.3994 | 20.9714 | 21.3738 | 22.0535 | 23.1569 | 24.0692 | 25.0901 | 26.5599 | 27.4851 | 28.5987 | 29.5683 | 30.4866 | 30.99 | 31.5659 | 32.5327 | 33.5455 | 34.0547 | 35.3894 | 36.3929 | 37.3829 | 38.4915 | 39.7344 | 41.1592 | 42.4693 | 43.7885 | 45.0649 | 46.6442 | 48.2366 | 3.305%
PRC000:nom_Avg_Residual | Residual Fuel Oil | 8.844 | 7.0218 | 7.3667 | 8.5521 | 9.908 | 10.2152 | 10.8149 | 11.6847 | 12.1573 | 13.3633 | 14.2114 | 14.3291 | 15.1169 | 15.7193 | 16.6696 | 16.6164 | 17.175 | 17.7955 | 18.4939 | 19.1104 | 19.8542 | 20.3919 | 21.2479 | 22.2773 | 23.3345 | 23.8781 | 25.5321 | 26.3734 | 27.1875 | 28.274 | 29.5244 | 4.1%
PRC000:nom_Avg_NaturalG | Natural Gas | 4.5303 | 5.5876 | 5.5229 | 5.1398 | 4.8599 | 4.8621 | 4.9881 | 5.2028 | 5.4212 | 5.6957 | 6.0384 | 6.2511 | 6.4583 | 6.6906 | 6.8545 | 6.998 | 7.153 | 7.2744 | 7.3898 | 7.4991 | 7.6316 | 7.7948 | 7.9652 | 8.1088 | 8.2956 | 8.4531 | 8.6446 | 8.8777 | 9.0369 | 9.2337 | 9.5094 | 2.502%
PRC000:nom_Avg_Metallug | Metallurgical Coal | 4.0174 | 3.6369 | 3.4306 | 3.3225 | 3.2839 | 3.3049 | 3.3435 | 3.4212 | 3.5239 | 3.66 | 3.8095 | 3.9695 | 4.13 | 4.2885 | 4.4437 | 4.5998 | 4.7565 | 4.9176 | 5.0831 | 5.2483 | 5.4215 | 5.6022 | 5.794 | 5.9998 | 6.219 | 6.4488 | 6.689 | 6.9374 | 7.1975 | 7.4735 | 7.7719 | 2.224%
PRC000:nom_Avg_Coal | Other Coal | 1.9738 | 2.0591 | 2.0893 | 2.0546 | 2.0693 | 2.0582 | 2.0882 | 2.1318 | 2.1494 | 2.2069 | 2.2687 | 2.343 | 2.3824 | 2.4296 | 2.489 | 2.5376 | 2.5891 | 2.6515 | 2.7354 | 2.7939 | 2.8593 | 2.9262 | 2.992 | 3.0658 | 3.1433 | 3.2251 | 3.3112 | 3.4006 | 3.4827 | 3.5826 | 3.6855 | 2.103%
PRC000:nom_Avg_CoaltoLi | Coal to Liquids | [31 empty] | -- | bar: 2020 to 2050
PRC000:nom_Avg_Electric | Electricity | 30.5239 | 31.4016 | 31.3254 | 31.1387 | 31.2063 | 31.5903 | 32.198 | 33.0165 | 33.8833 | 34.8334 | 35.8268 | 37.0049 | 38.0029 | 39.0057 | 39.8859 | 40.6761 | 41.4489 | 42.2249 | 43.051 | 43.8457 | 44.6791 | 45.556 | 46.4367 | 47.3374 | 48.3238 | 49.3759 | 50.4419 | 51.5351 | 52.5827 | 53.5823 | 54.7079 | 1.964%
Non-Renewable Energy Expenditures by Sector
(billion nominal dollars)
PRC000:nom_Residential | Residential | 246.6207 | 255.8008 | 257.6174 | 258.7624 | 261.3721 | 267.199 | 275.1753 | 284.5556 | 294.3379 | 305.2545 | 318.0113 | 329.8559 | 341.2825 | 352.569 | 363.3706 | 373.4023 | 383.7592 | 394.4511 | 405.311 | 415.9102 | 427.2077 | 439.1311 | 451.4069 | 464.0869 | 477.8137 | 492.4701 | 507.3249 | 522.6889 | 538.0206 | 553.729 | 570.8759 | 2.837%
PRC000:nom_Commercial | Commercial | 173.4815 | 183.0242 | 186.8773 | 188.9737 | 192.4904 | 198.6095 | 203.373 | 209.9747 | 216.5408 | 223.8631 | 232.4329 | 240.5203 | 248.1235 | 256.1385 | 263.3665 | 269.7579 | 276.2518 | 283.287 | 290.5433 | 297.5531 | 305.1544 | 313.4048 | 321.7648 | 330.8292 | 340.4879 | 350.9746 | 361.7642 | 373.1216 | 384.4945 | 396.5464 | 409.9273 | 2.908%
PRC000:nom_Industrial | Industrial 1/ | 151.848 | 166.8566 | 173.946 | 177.0689 | 181.8978 | 189.0919 | 196.2844 | 206.3728 | 217.3279 | 229.0674 | 242.544 | 255.3045 | 267.7531 | 278.9747 | 290.6647 | 302.0372 | 312.8834 | 326.043 | 338.8235 | 348.8431 | 361.7782 | 375.8719 | 390.5999 | 405.655 | 422.8553 | 440.7643 | 458.4937 | 476.6539 | 494.3782 | 515.9445 | 539.8385 | 4.319%
PRC000:nom_TransNonRenw | Transportation | 411.8499 | 452.679 | 475.7145 | 494.5341 | 507.842 | 519.3101 | 534.6385 | 560.9135 | 581.3674 | 605.1132 | 646.2206 | 662.5241 | 688.5542 | 711.2814 | 739.7651 | 750.872 | 770.0131 | 796.9097 | 824.5223 | 844.2687 | 876.3127 | 906.1429 | 933.1749 | 966.2928 | 1003.0155 | 1043.7625 | 1081.7639 | 1120.1831 | 1159.5272 | 1206.321 | 1255.4941 | 3.785%
PRC000:nom_TotalNon-Ren | Total Non-Renewable Expenditures | 983.8001 | 1058.3605 | 1094.1553 | 1119.3391 | 1143.6023 | 1174.2104 | 1209.4711 | 1261.8166 | 1309.5739 | 1363.2982 | 1439.209 | 1488.2048 | 1545.7131 | 1598.9636 | 1657.1669 | 1696.0695 | 1742.9076 | 1800.6909 | 1859.2002 | 1906.5753 | 1970.4529 | 2034.5508 | 2096.9465 | 2166.8638 | 2244.1724 | 2327.9714 | 2409.3464 | 2492.6475 | 2576.4204 | 2672.541 | 2776.136 | 3.518%
PRC000:nom_TransRenewEx | Transportation Renewable Expenditures | 0.6415 | 0.73197 | 0.74817 | 0.77387 | 0.77728 | 0.78121 | 0.78976 | 0.81531 | 0.83235 | 0.85397 | 0.90003 | 0.91004 | 0.93457 | 0.95803 | 0.99452 | 1.007 | 1.0349 | 1.0745 | 1.115 | 1.1523 | 1.1995 | 1.2498 | 1.2945 | 1.3486 | 1.4109 | 1.4767 | 1.5392 | 1.6112 | 1.6813 | 1.7686 | 1.8596 | 3.611%
PRC000:nom_TotalExpendi | Total Expenditures | 984.4416 | 1059.0924 | 1094.9036 | 1120.113 | 1144.3796 | 1174.9918 | 1210.261 | 1262.6318 | 1310.4062 | 1364.1523 | 1440.109 | 1489.1147 | 1546.6476 | 1599.9216 | 1658.1613 | 1697.0765 | 1743.9425 | 1801.7655 | 1860.3152 | 1907.7275 | 1971.6525 | 2035.8005 | 2098.241 | 2168.2126 | 2245.5833 | 2329.448 | 2410.8857 | 2494.2585 | 2578.1018 | 2674.3098 | 2777.9956 | 3.518%
1/ Includes energy for combined heat and power plants that have a non-regulatory status, and small on-site generating systems.
2/ Excludes use for lease and plant fuel and fuel used for liquefaction in export facilities.
3/ E85 refers to a blend of 85 percent ethanol (renewable) and 15 percent motor gasoline (nonrenewable). To address cold starting issues,
the percentage of ethanol varies seasonally. The annual average ethanol content of 74 percent is used for these projections.
4/ Sales weighted-average price for all grades. Includes Federal, State, and local taxes.
5/ Kerosene-type jet fuel. Includes Federal and State taxes while excluding county and local taxes.
6/ Diesel fuel for on-road use. Includes Federal and State taxes while excluding county and local taxes.
7/ Natural gas used as fuel in motor vehicles, trains, and ships. Price includes estimated motor vehicle fuel taxes
and estimated dispensing costs or charges.
8/ Includes electricity-only and combined heat and power plants that have a regulatory status.
9/ Weighted averages of end-use fuel prices are derived from the prices shown in each sector and the corresponding sectoral consumption.
Btu = British thermal unit.
- - = Not applicable.
Sources: 2020: U.S. Energy Information Administration (EIA), Short-Term Energy Outlook, October 2020 and EIA, AEO2021
National Energy Modeling System run highogs.d120120a. Projections: EIA, AEO2021 National Energy Modeling System run highogs.d120120a.

## IRA-BIL_IRA-BIL - Mid_annual_st
[22 empty] | battery | biomass | 0 | hard coal | hard coal | solar pv | 0 | natural gas steam turbine | natural gas steam turbine | natural gas steam turbine | geothermal | hydro | nuclear | nuclear | petroleum | pumped hydro | 0 | solar pv | offshore wind | onshore wind | 0 | 0
state year | state | t | battery_MW | bio_MW | coal_ccs_MW | coal_MW | csp_MW | distpv_MW | gas_cc_ccs_MW | gas_cc_MW | gas_ct_MW | geo_MW | hydro_MW | nuclear_MW | nuclear_smr_MW | o-g-s_MW | pumped-hydro_MW | re_ct_MW | upv_MW | wind_offshore_MW | wind_onshore_MW | battery_MWh | bio_MWh | canada_MWh | coal_ccs_MWh | coal_MWh | csp_MWh | distpv_MWh | gas_cc_ccs_MWh | gas_cc_MWh | gas_ct_MWh | geo_MWh | hydro_MWh | nuclear_MWh | nuclear_smr_MWh | o-g-s_MWh | pumped-hydro_MWh | re_ct_MWh | upv_MWh | wind_offshore_MWh | wind_onshore_MWh | generation | co2_c_mmt
AL_2022 | AL | 2022 | 0 | 6.4 | 0 | 5790.7 | 0 | 31.2 | 0 | 9689 | 2618.2 | 0 | 3334 | 5544.5 | 0 | 1738.7 | 0 | 0 | 673.9 | 0 | 0 | 0 | 29415 | 0 | 0 | 33823351 | 0 | 47339 | 0 | 38649334 | 1743037 | 0 | 9704302 | 44519210 | 0 | 1243712 | 0 | 0 | 1208752 | 0 | 0 | 130968453 | 52
AL_2023 | AL | 2023 | 0 | 6.4 | 0 | 5790.7 | 0 | 46.8 | 0 | 11004 | 2618.2 | 0 | 3334 | 5544.5 | 0 | 1738.7 | 0 | 0 | 753.6 | 0 | 0 | 0 | 29415 | 0 | 0 | 32487520 | 0 | 70959 | 0 | 56967892 | 1990173 | 0 | 9703029 | 44519210 | 0 | 1402943 | 0 | 0 | 1577345 | 0 | 0 | 148748486 | 57.8
AL_2024 | AL | 2024 | 0 | 6.4 | 0 | 5750.2 | 0 | 62.4 | 0 | 11004 | 1415 | 0 | 3337.2 | 5544.5 | 0 | 413.8 | 0 | 0 | 757.2 | 0 | 0 | 0 | 29415 | 0 | 0 | 32487156 | 0 | 94580 | 0 | 63535342 | 1882275 | 0 | 9713363 | 44519210 | 0 | 441841 | 0 | 0 | 1708516 | 0 | 0 | 154411698 | 59.8
AL_2025 | AL | 2025 | 0 | 6.4 | 3.1 | 5697.6 | 0 | 107.8 | 4.6 | 10996.1 | 1415 | 0 | 3425.3 | 5544.5 | 0 | 413.8 | 0 | 0 | 758 | 0 | 0 | 0 | 29415 | 0 | 20504 | 32081701 | 0 | 163384 | 30115 | 59563016 | 2054863 | 0 | 10024547 | 44519210 | 0 | 472991 | 0 | 0 | 1719481 | 0 | 0 | 150679227 | 57.8
AL_2026 | AL | 2026 | 3.1 | 6.4 | 6.2 | 5643.9 | 0 | 153.2 | 9.2 | 10988.2 | 1415 | 0 | 3428.5 | 5544.5 | 0 | 413.8 | 0 | 0 | 1606.7 | 0 | 0 | -1439 | 29415 | 0 | 41007 | 31528190 | 0 | 95463 | 60230 | 52709144 | 2723312 | 0 | 10034680 | 44519210 | 0 | 685367 | 0 | 0 | 2801553 | 0 | 0 | 145226132 | 55
AL_2027 | AL | 2027 | 61.6 | 6.4 | 9.4 | 5581.4 | 0 | 263.4 | 13.7 | 10969.7 | 1415 | 0 | 3461.7 | 5544.5 | 0 | 413.8 | 0 | 0 | 3351 | 0 | 0 | -26160 | 29415 | 0 | 61511 | 29644436 | 0 | 2783 | 90345 | 48386136 | 2805653 | 0 | 10141830 | 44519210 | 0 | 695939 | 0 | 0 | 6098368 | 0 | 0 | 142449466 | 51.4
AL_2028 | AL | 2028 | 450.2 | 6.4 | 3351.4 | 1342.7 | 0 | 373.6 | 18.3 | 10951.2 | 1415 | 0 | 3486.9 | 5544.5 | 0 | 413.8 | 0 | 0 | 4790.9 | 0 | 0 | -193341 | 29415 | 0 | 23768654 | 1957399 | 0 | 445155 | 120461 | 39980532 | 3306552 | 0 | 10194938 | 44519210 | 0 | 1121991 | 0 | 0 | 10000893 | 0 | 0 | 135251859 | 23.7
AL_2029 | AL | 2029 | 501.7 | 6.4 | 3524.5 | 1326.4 | 0 | 572.1 | 18.3 | 10940.2 | 1415 | 0 | 3490 | 5544.5 | 0 | 413.8 | 0 | 0 | 8085.4 | 0 | 0 | -150763 | 29415 | 0 | 24996353 | 2293425 | 0 | 657804 | 120461 | 34593311 | 4535810 | 0 | 10201313 | 44519210 | 0 | 909000 | 0 | 0 | 17513523 | 0 | 0 | 140218861 | 22.6
AL_2030 | AL | 2030 | 704.6 | 6.4 | 3524.5 | 1306.1 | 0 | 770.5 | 18.3 | 10889.2 | 1415 | 0 | 3493.2 | 5544.5 | 0 | 413.8 | 0 | 0 | 9523 | 0 | 0 | -255395 | 29415 | 0 | 24996353 | 3113993 | 0 | 942856 | 120461 | 21979273 | 4215241 | 0 | 10213940 | 44519210 | 0 | 1086251 | 0 | 0 | 21062677 | 0 | 0 | 132024275 | 18.3
AR_2022 | AR | 2022 | 0 | 16.8 | 0 | 5128.1 | 0 | 87.6 | 0 | 4597 | 715.6 | 0 | 1265.8 | 1817.8 | 0 | 787 | 30 | 0 | 306.7 | 0 | 0 | 0 | 40369 | 0 | 0 | 29909120 | 0 | 129118 | 0 | 11577177 | 789123 | 0 | 2917131 | 14613013 | 0 | 281525 | -6597 | 0 | 573458 | 0 | 0 | 60823436 | 35.8
AR_2023 | AR | 2023 | 0 | 16.8 | 0 | 5128.1 | 0 | 181 | 0 | 4597 | 715.6 | 0 | 1265.8 | 1817.8 | 0 | 787 | 30 | 0 | 306.7 | 0 | 0 | 0 | 40369 | 0 | 0 | 15368075 | 0 | 266673 | 0 | 11735490 | 924812 | 0 | 2917131 | 14613013 | 0 | 281525 | -4914 | 0 | 674270 | 0 | 0 | 46816445 | 20.5
AR_2024 | AR | 2024 | 0 | 16.8 | 0 | 5124.4 | 0 | 274.4 | 0 | 4597 | 705.4 | 0 | 1266.8 | 1817.8 | 0 | 352.4 | 30 | 0 | 455.2 | 0 | 0 | 0 | 40369 | 0 | 0 | 13411216 | 0 | 383985 | 0 | 12566671 | 800487 | 0 | 2919630 | 14613013 | 0 | 150536 | -4361 | 0 | 990857 | 0 | 0 | 45872404 | 18.7
AR_2025 | AR | 2025 | 0 | 16.8 | 3.1 | 5119.6 | 0 | 484.5 | 4.6 | 4593.7 | 705.4 | 0 | 1267.8 | 1817.8 | 0 | 5.3 | 30 | 0 | 2151.1 | 0 | 0 | 0 | 40369 | 0 | 20504 | 11989792 | 0 | 692440 | 30115 | 10485646 | 635655 | 0 | 2921353 | 14613013 | 0 | 0 | -4302 | 0 | 4710628 | 0 | 0 | 46135213 | 16.1
AR_2026 | AR | 2026 | 3.6 | 16.8 | 6.2 | 4297 | 0 | 694.5 | 9.2 | 4590.4 | 705.4 | 0 | 1268.8 | 1817.8 | 0 | 3.1 | 30 | 0 | 2742.3 | 0 | 0 | -825 | 40369 | 0 | 41007 | 8613109 | 0 | 895457 | 60230 | 9843229 | 704887 | 0 | 2921865 | 14613013 | 0 | 0 | -4287 | 0 | 5993461 | 0 | 0 | 43721514 | 12.5
AR_2027 | AR | 2027 | 46.9 | 16.8 | 9.4 | 3468.7 | 0 | 934.4 | 13.7 | 4582.7 | 705.4 | 0 | 1269.8 | 1817.8 | 0 | 3.1 | 30 | 0 | 5333.4 | 0 | 0 | -10615 | 39462 | 0 | 61511 | 6459735 | 0 | 1342516 | 90345 | 6906855 | 616267 | 0 | 2918929 | 14613013 | 0 | 0 | -4133 | 0 | 11893987 | 0 | 0 | 44927873 | 9.2
AR_2028 | AR | 2028 | 737.6 | 16.8 | 0 | 3449.6 | 0 | 1174.2 | 18.3 | 4574.9 | 705.4 | 0 | 1297.8 | 1817.8 | 0 | 3.1 | 30 | 0 | 6940.6 | 0 | 0 | -190062 | 37633 | 0 | 0 | 2399368 | 0 | 1613852 | 120461 | 2244244 | 299500 | 0 | 2963510 | 14613013 | 0 | 0 | -7701 | 0 | 15631539 | 0 | 0 | 39725354 | 3.3
AR_2029 | AR | 2029 | 762 | 16.8 | 0 | 3442 | 0 | 1467 | 18.3 | 4570.3 | 705.4 | 0 | 1298.8 | 1817.8 | 0 | 3.1 | 30 | 0 | 8424.2 | 0 | 0 | -177172 | 35302 | 0 | 0 | 1421779 | 0 | 1935451 | 120461 | 691802 | 259583 | 0 | 2963318 | 14120622 | 0 | 0 | -8500 | 0 | 18901139 | 0 | 0 | 40263784 | 1.8
AR_2030 | AR | 2030 | 762 | 16.8 | 0 | 3432.6 | 0 | 1759.7 | 18.3 | 4505.1 | 705.4 | 0 | 1299.7 | 1817.8 | 0 | 1.8 | 30 | 0 | 8851.4 | 0 | 0 | -201032 | 34429 | 0 | 0 | 952771 | 0 | 2211696 | 120461 | 215813 | 201931 | 0 | 2963598 | 14017535 | 0 | 0 | -8490 | 0 | 19926255 | 0 | 0 | 40434964 | 1.1
AZ_2022 | AZ | 2022 | 247.7 | 30.7 | 0 | 2943 | 295.6 | 1387.9 | 0 | 10822.2 | 3078.1 | 0 | 2840.9 | 3937 | 0 | 1169 | 216.3 | 0 | 2630.3 | 0 | 621.2 | -38171 | 27577 | 0 | 0 | 20872123 | 815158 | 2618409 | 0 | 27979069 | 3638242 | 0 | 7246652 | 31618584 | 0 | 1113957 | -25878 | 0 | 6692494 | 0 | 1676683 | 104234898 | 36.9
AZ_2023 | AZ | 2023 | 247.7 | 30.7 | 0 | 2943 | 295.6 | 1487.8 | 0 | 10822.2 | 3078.1 | 0 | 2840.9 | 3937 | 0 | 1169 | 216.3 | 0 | 3089.8 | 0 | 621.2 | -12316 | 27577 | 0 | 0 | 19029980 | 815158 | 2804265 | 0 | 16895549 | 3429569 | 0 | 7246652 | 31618584 | 0 | 1113957 | -45017 | 0 | 8056687 | 0 | 1688417 | 92669062 | 30.2
AZ_2024 | AZ | 2024 | 256.9 | 30.7 | 0 | 2927.3 | 295.6 | 1587.6 | 0 | 10951.8 | 3078.1 | 0 | 2840.9 | 3937 | 0 | 1118 | 216.3 | 0 | 5693.1 | 0 | 621.2 | -14537 | 27577 | 0 | 0 | 18467787 | 815158 | 3010193 | 0 | 16088371 | 2306772 | 0 | 7246804 | 31618584 | 0 | 587621 | -50184 | 0 | 14612118 | 0 | 1685885 | 96402148 | 28.1
AZ_2025 | AZ | 2025 | 306.2 | 30.7 | 6.2 | 2906.8 | 295.6 | 1723.7 | 9.2 | 10943.9 | 3078.1 | 0 | 3235 | 3937 | 0 | 1118 | 216.3 | 0 | 5750.3 | 0 | 621.2 | -31747 | 27577 | 0 | 41007 | 17322533 | 815158 | 3268342 | 60230 | 13893599 | 2139960 | 0 | 8628376 | 31618584 | 0 | 587621 | -77800 | 0 | 15372857 | 0 | 1701411 | 95367708 | 25.9
AZ_2026 | AZ | 2026 | 963.8 | 30.7 | 12.5 | 2885.9 | 295.6 | 1859.8 | 18.3 | 10936.1 | 2983.1 | 0 | 3235 | 3937 | 0 | 1118 | 216.3 | 0 | 6730.6 | 0 | 721.4 | -224293 | 27577 | 0 | 82014 | 15782157 | 815158 | 2972846 | 120461 | 13691319 | 2262842 | 0 | 8628528 | 31618584 | 0 | 587621 | -80215 | 0 | 17815208 | 0 | 1989930 | 96089738 | 24.2
AZ_2027 | AZ | 2027 | 1364 | 30.7 | 18.7 | 2861.6 | 295.6 | 2035.8 | 27.5 | 10917.6 | 2691.6 | 0 | 3238.1 | 3937 | 0 | 858 | 216.3 | 0 | 7560.3 | 0 | 721.3 | -307299 | 27577 | 0 | 123022 | 15254434 | 815158 | 3340985 | 180691 | 10819604 | 1968843 | 0 | 8637626 | 31618584 | 0 | 450965 | -80412 | 0 | 20184383 | 0 | 2008713 | 95042873 | 22.2
AZ_2028 | AZ | 2028 | 3254.8 | 30.7 | 300.4 | 2365 | 295.6 | 2211.7 | 36.6 | 10899.2 | 2383.6 | 0 | 3238.1 | 3937 | 0 | 838 | 216.3 | 0 | 12374.8 | 0 | 964.9 | -938025 | 27577 | 0 | 2130256 | 5768332 | 815158 | 3399611 | 240921 | 6827818 | 2109642 | 0 | 8630449 | 30552162 | 0 | 440453 | -84429 | 0 | 32717892 | 0 | 2693408 | 95331223 | 10.8
AZ_2029 | AZ | 2029 | 4020.8 | 30.7 | 415 | 2332.7 | 295.6 | 2414.5 | 36.6 | 10613.9 | 2237.6 | 0 | 3238.2 | 3937 | 0 | 732 | 216.3 | 0 | 13545.5 | 0 | 965.6 | -1044508 | 25707 | 0 | 2943232 | 5069706 | 815158 | 4145955 | 240921 | 6158830 | 2095777 | 0 | 8636154 | 30552162 | 0 | 384739 | -71491 | 0 | 36988378 | 0 | 2762852 | 99703572 | 9.8
AZ_2030 | AZ | 2030 | 4362.8 | 30.7 | 415 | 2292.4 | 295.6 | 2617.3 | 36.6 | 10511.6 | 2094.6 | 0 | 3238.2 | 3937 | 0 | 585 | 216.3 | 0 | 14032.1 | 0 | 965.6 | -1180224 | 25707 | 0 | 2943232 | 3576271 | 815158 | 4801126 | 240921 | 6159320 | 1987504 | 0 | 8616548 | 30449033 | 0 | 307476 | -68640 | 0 | 38192203 | 0 | 2764866 | 99630500 | 8.1
CA_2022 | CA | 2022 | 2464.3 | 865.4 | 0 | 0 | 917.8 | 11082.5 | 0 | 19762 | 10812.4 | 2131.1 | 10215.5 | 2240 | 0 | 4961.5 | 3911.9 | 0 | 16299.9 | 0 | 6635 | -466666 | 2221389 | 0 | 0 | 0 | 2530961 | 15266492 | 0 | 86334220 | 5680369 | 670989 | 29045873 | 17891898 | 0 | 2607764 | -141207 | 0 | 42109838 | 0 | 14121780 | 217873701 | 39.2
CA_2023 | CA | 2023 | 2569.8 | 865.4 | 0 | 0 | 917.8 | 11969.6 | 0 | 19762 | 10812.4 | 2131.1 | 10215.5 | 2240 | 0 | 2753.7 | 3911.9 | 0 | 16797.2 | 0 | 6628.5 | -414693 | 1535504 | 0 | 0 | 0 | 2530961 | 20824658 | 0 | 78022598 | 5685606 | 670989 | 29045873 | 17891898 | 0 | 1447345 | -177710 | 0 | 42873640 | 0 | 13875629 | 213812298 | 34.8
CA_2024 | CA | 2024 | 4841.4 | 865.4 | 0 | 0 | 917.8 | 12856.6 | 0 | 19762 | 10758.4 | 2131.1 | 10228.2 | 2240 | 0 | 994.6 | 3911.9 | 0 | 23649.6 | 0 | 7233.5 | -1262132 | 1666675 | 0 | 0 | 0 | 2530961 | 17995956 | 0 | 69637610 | 5657224 | 670989 | 29081950 | 17891898 | 0 | 522762 | -397935 | 0 | 61576191 | 0 | 16167737 | 221739886 | 30.6
CA_2025 | CA | 2025 | 4847.1 | 865.4 | 6.2 | 0 | 917.8 | 13931.2 | 9.2 | 19747.8 | 10758.4 | 2131.1 | 10553.5 | 2240 | 0 | 994.6 | 3911.9 | 0 | 23724.4 | 0 | 7177.7 | -965555 | 1494705 | 0 | 41007 | 0 | 2530961 | 24233458 | 60230 | 61729816 | 5658983 | 670989 | 29926687 | 17891898 | 0 | 522762 | -471991 | 0 | 61198339 | 0 | 16360910 | 220883201 | 27.4
CA_2026 | CA | 2026 | 4932.5 | 865.4 | 12.5 | 0 | 917.8 | 15005.8 | 18.3 | 19733.6 | 10758.4 | 2131.1 | 10592.8 | 2240 | 0 | 993 | 3913.8 | 0 | 23867.7 | 0 | 7216.2 | -982211 | 1494705 | 0 | 82014 | 0 | 2530961 | 26040146 | 120461 | 59760112 | 5658983 | 670989 | 30031576 | 17891898 | 0 | 521921 | -543932 | 0 | 61249861 | 0 | 16430224 | 220957708 | 26.6
CA_2027 | CA | 2027 | 5524.2 | 865.4 | 18.7 | 0 | 917.8 | 16213 | 27.5 | 19700.3 | 10758.4 | 3278.6 | 10892.6 | 2240 | 0 | 993 | 3926.5 | 0 | 26022 | 0 | 7231.2 | -1168975 | 1491136 | 0 | 123022 | 0 | 2530961 | 25509826 | 180691 | 50713751 | 5657224 | 9216362 | 30839968 | 17891898 | 0 | 521921 | -773484 | 0 | 67116307 | 0 | 16482159 | 226332767 | 23.1
CA_2028 | CA | 2028 | 5837 | 865.4 | 0 | 0 | 917.8 | 17420.1 | 36.6 | 19667.1 | 10667.1 | 3300.7 | 11024.9 | 2240 | 0 | 883 | 3935.8 | 0 | 25958.6 | 600 | 7214.3 | -1304537 | 1440320 | 0 | 0 | 0 | 2530961 | 30263150 | 240921 | 35601521 | 5609237 | 9381313 | 31160126 | 17505782 | 0 | 464105 | -1208352 | 0 | 66646334 | 2338100 | 16394201 | 217063183 | 17
CA_2029 | CA | 2029 | 6586.3 | 865.4 | 0 | 0 | 917.8 | 18676.8 | 36.6 | 19647.4 | 10646.8 | 3322.9 | 11083.4 | 1118 | 0 | 883 | 3935.8 | 0 | 26745.3 | 1200 | 7217.1 | -1633216 | 1415959 | 0 | 0 | 0 | 2530961 | 32457510 | 240921 | 32053681 | 5598567 | 9546264 | 31292832 | 8627139 | 0 | 464105 | -1069795 | 0 | 68440599 | 5170208 | 15765636 | 210901372 | 15.7
CA_2030 | CA | 2030 | 12097.2 | 842.4 | 0 | 0 | 917.8 | 19933.5 | 36.6 | 19594.9 | 10646.8 | 3322.9 | 11150.2 | 0 | 0 | 592.9 | 4143.6 | 0 | 40451 | 2000 | 7280.9 | -4239817 | 1391348 | 0 | 0 | 0 | 2530961 | 23315773 | 240921 | 18861753 | 5597958 | 9546264 | 31462972 | 0 | 0 | 311628 | -1457663 | 0 | 108664080 | 8853169 | 15925287 | 221004634 | 10.4
CO_2022 | CO | 2022 | 4 | 28.7 | 0 | 3804 | 0 | 671.5 | 0 | 3221.6 | 2933.3 | 0 | 694.6 | 0 | 0 | 510.4 | 580.8 | 0 | 1019.1 | 0 | 5139 | -916 | 98986 | 0 | 0 | 26975784 | 0 | 999769 | 0 | 6550637 | 0 | 0 | 1841640 | 0 | 0 | 0 | -138192 | 0 | 2314362 | 0 | 13923172 | 52565242 | 30.5
CO_2023 | CO | 2023 | 4 | 28.7 | 0 | 3804 | 0 | 758.4 | 0 | 3221.6 | 2933.3 | 0 | 694.6 | 0 | 0 | 510.4 | 580.8 | 0 | 3728.5 | 0 | 12507.9 | -453 | 54806 | 0 | 0 | 21310306 | 0 | 1294205 | 0 | 6205379 | 0 | 0 | 1841640 | 0 | 0 | 0 | -128312 | 0 | 9440278 | 0 | 45070009 | 85087856 | 24.3
CO_2024 | CO | 2024 | 4 | 28.7 | 0 | 3357.4 | 0 | 845.2 | 0 | 2761.6 | 1344 | 0 | 695 | 0 | 0 | 0 | 580.8 | 0 | 3850.2 | 0 | 14306 | -587 | 54806 | 0 | 0 | 17320441 | 0 | 1442332 | 0 | 3774828 | 0 | 0 | 1841019 | 0 | 0 | 0 | -113427 | 0 | 10037297 | 0 | 51380850 | 85737560 | 19.2
CO_2025 | CO | 2025 | 4 | 28.7 | 3.1 | 2607 | 0 | 952.4 | 4.6 | 2360.9 | 822 | 0 | 695.3 | 0 | 0 | 0 | 580.8 | 0 | 3878.3 | 0 | 17829.3 | -707 | 54443 | 0 | 20504 | 11125693 | 0 | 1579202 | 30115 | 2251383 | 0 | 0 | 1838935 | 0 | 0 | 0 | -158732 | 0 | 9999299 | 0 | 64295987 | 91036122 | 12
CO_2026 | CO | 2026 | 4 | 28.7 | 6.2 | 2588.3 | 0 | 1059.6 | 9.2 | 2359.2 | 822 | 0 | 695.7 | 0 | 0 | 0 | 580.8 | 0 | 3902.4 | 0 | 18127.4 | -832 | 54806 | 0 | 41007 | 9775935 | 0 | 1294799 | 60230 | 3806728 | 0 | 0 | 1842261 | 0 | 0 | 0 | -205065 | 0 | 8810197 | 0 | 63950853 | 89430920 | 11.6
CO_2027 | CO | 2027 | 21.1 | 28.7 | 9.4 | 2314.7 | 0 | 1194.7 | 13.7 | 2355.3 | 822 | 0 | 696.1 | 0 | 0 | 0 | 580.8 | 0 | 3881.2 | 0 | 18120.5 | -6987 | 54806 | 0 | 61511 | 8605390 | 0 | 1463411 | 90345 | 2517488 | 0 | 0 | 1841507 | 0 | 0 | 0 | -190696 | 0 | 8527369 | 0 | 63662697 | 86626841 | 9.9
CO_2028 | CO | 2028 | 59.9 | 28.7 | 0 | 1873.4 | 0 | 1329.7 | 18.3 | 2351.3 | 822 | 0 | 696.4 | 0 | 0 | 0 | 580.8 | 0 | 4312.9 | 0 | 19860.3 | -17764 | 49295 | 0 | 0 | 1100912 | 0 | 1938651 | 120461 | 820257 | 0 | 0 | 1828842 | 0 | 0 | 0 | -240554 | 0 | 10610815 | 0 | 71113375 | 87324289 | 1.4
CO_2029 | CO | 2029 | 227.3 | 28.7 | 0 | 1194.1 | 0 | 1501.2 | 18.3 | 2348.9 | 822 | 0 | 696.8 | 0 | 0 | 0 | 580.8 | 0 | 4379.8 | 0 | 19889 | -80696 | 48856 | 0 | 0 | 176454 | 0 | 2135534 | 120461 | 802413 | 0 | 0 | 1829509 | 0 | 0 | 0 | -206355 | 0 | 10652594 | 0 | 69474938 | 84953710 | 0.5
CO_2030 | CO | 2030 | 413.9 | 23.9 | 0 | 1184.8 | 0 | 1672.7 | 18.3 | 2346.5 | 822 | 0 | 697.2 | 0 | 0 | 0 | 580.8 | 0 | 4927.4 | 0 | 20345.9 | -133934 | 42088 | 0 | 0 | 0 | 0 | 2074333 | 120461 | 415234 | 0 | 0 | 1834941 | 0 | 0 | 0 | -223599 | 0 | 12561570 | 0 | 72601452 | 89292546 | 0.2
CT_2022 | CT | 2022 | 0 | 199.1 | 0 | 0 | 0 | 662 | 0 | 3823.9 | 1117.5 | 0 | 122.2 | 2073.1 | 0 | 2230.1 | 29.4 | 0 | 264.1 | 0 | 1 | 0 | 1021960 | 0 | 0 | 0 | 0 | 906319 | 0 | 25564635 | 835576 | 0 | 410024 | 16617388 | 0 | 1212182 | -9274 | 0 | 474935 | 0 | 3005 | 47036748 | 11.3
CT_2023 | CT | 2023 | 0 | 199.1 | 0 | 0 | 0 | 727.8 | 0 | 3823.9 | 1117.5 | 0 | 122.2 | 2073.1 | 0 | 2230.1 | 29.4 | 0 | 264.1 | 0 | 1 | 0 | 1021960 | 0 | 0 | 0 | 0 | 996428 | 0 | 21201417 | 652780 | 0 | 410024 | 16617388 | 0 | 673485 | -6541 | 0 | 503379 | 0 | 2997 | 42073317 | 9
CT_2024 | CT | 2024 | 276.8 | 199.1 | 0 | 0 | 0 | 793.6 | 0 | 3823.9 | 1117.5 | 0 | 122.3 | 2073.1 | 0 | 109.6 | 29.4 | 0 | 1482.4 | 0 | 1 | -139153 | 1021960 | 0 | 0 | 0 | 0 | 861974 | 0 | 22761699 | 679168 | 0 | 410358 | 16617388 | 0 | 25414 | -10597 | 0 | 2355261 | 0 | 2989 | 44586460 | 9.1
CT_2025 | CT | 2025 | 276.8 | 199.1 | 1.6 | 0 | 0 | 868.3 | 2.3 | 3821.1 | 1117.5 | 0 | 122.4 | 2073.1 | 0 | 109.6 | 29.4 | 0 | 1494.5 | 0 | 1 | -97308 | 807683 | 0 | 10252 | 0 | 0 | 1188719 | 15058 | 21406063 | 561747 | 0 | 410693 | 16617388 | 0 | 25414 | -11649 | 0 | 2831953 | 0 | 2981 | 43768993 | 8.5
CT_2026 | CT | 2026 | 276.8 | 199.1 | 3.1 | 0 | 0 | 942.9 | 4.6 | 3818.4 | 1117.5 | 0 | 122.5 | 2073.1 | 0 | 109.6 | 29.4 | 0 | 1488.3 | 0 | 1 | -94054 | 807683 | 0 | 20504 | 0 | 0 | 1290534 | 30115 | 20367321 | 553001 | 0 | 411028 | 16617388 | 0 | 25414 | -11357 | 0 | 2812025 | 0 | 2973 | 42832573 | 8
CT_2027 | CT | 2027 | 276.8 | 199.1 | 4.7 | 0 | 0 | 1024.1 | 6.9 | 3812 | 1117.5 | 0 | 122.6 | 2073.1 | 0 | 109.6 | 29.4 | 0 | 1479.3 | 0 | 1 | -91910 | 828025 | 0 | 30755 | 0 | 0 | 1402044 | 45173 | 20049298 | 488605 | 0 | 411362 | 16617388 | 0 | 25414 | -11273 | 0 | 2780359 | 0 | 2965 | 42578203 | 7.9
CT_2028 | CT | 2028 | 329.4 | 199.1 | 0 | 0 | 0 | 1105.3 | 9.2 | 3805.5 | 1117.5 | 0 | 122.7 | 2073.1 | 0 | 109.6 | 2 | 0 | 1471 | 0 | 1 | -100703 | 913440 | 0 | 0 | 0 | 0 | 1513187 | 60230 | 17929830 | 550680 | 0 | 411697 | 16617388 | 0 | 0 | -788 | 0 | 2772919 | 0 | 2932 | 40670810 | 7.1
CT_2029 | CT | 2029 | 422.9 | 199.1 | 0 | 0 | 0 | 1205.7 | 9.2 | 3801.7 | 1117.5 | 0 | 122.8 | 2073.1 | 0 | 109.6 | 0 | 0 | 1531.8 | 0 | 1 | -122008 | 949012 | 0 | 0 | 0 | 0 | 1650715 | 60230 | 17280842 | 550426 | 0 | 412031 | 16617388 | 0 | 0 | 0 | 0 | 2865532 | 0 | 2566 | 40266735 | 6.8
CT_2030 | CT | 2030 | 476.6 | 199.1 | 0 | 0 | 0 | 1306.2 | 9.2 | 3797.8 | 1117.5 | 0 | 122.9 | 2073.1 | 0 | 109.6 | 0 | 0 | 1610.2 | 0 | 1 | -136023 | 932580 | 0 | 0 | 0 | 0 | 1788244 | 60230 | 13383350 | 336264 | 0 | 412366 | 16617388 | 0 | 0 | 0 | 0 | 3014782 | 0 | 2749 | 36411929 | 5.2
DE_2022 | DE | 2022 | 1.4 | 10 | 0 | 0 | 0 | 125.9 | 0 | 1504 | 186.4 | 0 | 0 | 0 | 0 | 853 | 0 | 0 | 519.8 | 0 | 0 | -492 | 45827 | 0 | 0 | 0 | 0 | 182606 | 0 | 3584900 | 433341 | 0 | 0 | 0 | 0 | 788997 | 0 | 0 | 565653 | 0 | 0 | 5600830 | 2.4
DE_2023 | DE | 2023 | 1.4 | 10 | 0 | 0 | 0 | 152.1 | 0 | 1504 | 186.4 | 0 | 0 | 0 | 0 | 803 | 0 | 0 | 519.8 | 0 | 0 | -172 | 45827 | 0 | 0 | 0 | 0 | 220643 | 0 | 3494500 | 190035 | 0 | 0 | 0 | 0 | 403075 | 0 | 0 | 1073494 | 0 | 0 | 5427401 | 1.8
DE_2024 | DE | 2024 | 1.4 | 10 | 0 | 0 | 0 | 178.4 | 0 | 1504 | 186.4 | 0 | 0 | 0 | 0 | 803 | 0 | 0 | 519.8 | 0 | 0 | -197 | 45827 | 0 | 0 | 0 | 0 | 258680 | 0 | 3478381 | 168325 | 0 | 0 | 0 | 0 | 318546 | 0 | 0 | 1064477 | 0 | 0 | 5334039 | 1.8
DE_2025 | DE | 2025 | 69.2 | 10 | 1.6 | 0 | 0 | 212.4 | 2.3 | 1502.9 | 186.4 | 0 | 0 | 0 | 0 | 803 | 0 | 0 | 519.8 | 0 | 0 | -10407 | 45827 | 0 | 10252 | 0 | 0 | 307990 | 15058 | 3285978 | 168325 | 0 | 0 | 0 | 0 | 228796 | 0 | 0 | 1083866 | 0 | 0 | 5135684 | 1.6
DE_2026 | DE | 2026 | 109.9 | 10 | 3.1 | 0 | 0 | 246.4 | 4.6 | 1501.8 | 186.4 | 0 | 0 | 0 | 0 | 803 | 0 | 0 | 519.8 | 0 | 0 | -16178 | 45827 | 0 | 20504 | 0 | 0 | 357301 | 30115 | 3184146 | 168325 | 0 | 0 | 0 | 0 | 0 | 0 | 0 | 1063432 | 0 | 0 | 4853471 | 1.4
DE_2027 | DE | 2027 | 159 | 10 | 4.7 | 0 | 0 | 289.9 | 6.9 | 1499.3 | 186.4 | 0 | 0 | 0 | 0 | 803 | 0 | 0 | 519.8 | 0 | 0 | -21194 | 45827 | 0 | 30755 | 0 | 0 | 420388 | 45173 | 2371249 | 107718 | 0 | 0 | 0 | 0 | 0 | 0 | 0 | 1067843 | 0 | 0 | 4067759 | 1
DE_2028 | DE | 2028 | 182.2 | 10 | 0 | 0 | 0 | 333.4 | 9.2 | 1496.8 | 186.4 | 0 | 0 | 0 | 0 | 803 | 0 | 0 | 519.8 | 0 | 0 | -26399 | 45827 | 0 | 0 | 0 | 0 | 483476 | 60230 | 1777741 | 82327 | 0 | 0 | 0 | 0 | 0 | 0 | 0 | 1062124 | 0 | 0 | 3485327 | 0.7
DE_2029 | DE | 2029 | 200.7 | 10 | 0 | 0 | 0 | 370.9 | 9.2 | 1495.3 | 186.4 | 0 | 0 | 0 | 0 | 803 | 0 | 0 | 519.8 | 0 | 0 | -30488 | 45827 | 0 | 0 | 0 | 0 | 537863 | 60230 | 1539532 | 93115 | 0 | 0 | 0 | 0 | 0 | 0 | 0 | 1054719 | 0 | 0 | 3300797 | 0.6
DE_2030 | DE | 2030 | 289.8 | 10 | 0 | 0 | 0 | 408.4 | 9.2 | 1493.7 | 186.4 | 0 | 0 | 0 | 0 | 652.9 | 0 | 0 | 547.7 | 0 | 0 | -46495 | 45827 | 0 | 0 | 0 | 0 | 592249 | 60230 | 1320237 | 33079 | 0 | 0 | 0 | 0 | 0 | 0 | 0 | 1107330 | 0 | 0 | 3112456 | 0.5
FL_2022 | FL | 2022 | 449.3 | 760.3 | 0 | 5967 | 0 | 1023.5 | 0 | 33767.2 | 8126.5 | 0 | 54.5 | 3666 | 0 | 3941.5 | 0 | 0 | 5273.6 | 0 | 0 | -29543 | 3155697 | 0 | 0 | 36175773 | 0 | 1630473 | 0 | 130727089 | 4264981 | 0 | 216708 | 29460986 | 0 | 2054833 | 0 | 0 | 11735520 | 0 | 0 | 219392518 | 91.8
FL_2023 | FL | 2023 | 449.3 | 760.3 | 0 | 5967 | 0 | 1475.7 | 0 | 33767.2 | 8126.5 | 0 | 54.5 | 3666 | 0 | 3710.5 | 0 | 0 | 5323.6 | 0 | 0 | -47858 | 2989728 | 0 | 0 | 30003458 | 0 | 2350979 | 0 | 133608650 | 4264981 | 0 | 216708 | 29460986 | 0 | 1933420 | 0 | 0 | 12086350 | 0 | 0 | 216867402 | 85.8
FL_2024 | FL | 2024 | 449.3 | 760.3 | 0 | 5853.1 | 0 | 1927.9 | 0 | 33466 | 7705.5 | 0 | 54.5 | 3666 | 0 | 1762.9 | 0 | 0 | 6394.6 | 0 | 0 | -26007 | 2911021 | 0 | 0 | 24655830 | 0 | 3071484 | 0 | 142658366 | 4050013 | 0 | 216758 | 29460986 | 0 | 926583 | 0 | 0 | 14610022 | 0 | 0 | 222535056 | 82.6
FL_2025 | FL | 2025 | 451.9 | 760.3 | 4.7 | 5802.5 | 0 | 2642.6 | 6.9 | 33441.9 | 7701.9 | 0 | 54.5 | 3666 | 0 | 1762.9 | 0 | 0 | 10987.5 | 0 | 0 | -25177 | 2852499 | 0 | 30755 | 24883555 | 0 | 2080869 | 45173 | 135995055 | 4048121 | 0 | 216808 | 29460986 | 0 | 926583 | 0 | 0 | 24856983 | 0 | 0 | 225372210 | 80.2
FL_2026 | FL | 2026 | 470.9 | 760.3 | 9.4 | 5677.9 | 0 | 3357.4 | 13.7 | 33417.8 | 7666.9 | 0 | 54.6 | 3666 | 0 | 1762.9 | 0 | 0 | 23541.6 | 0 | 0 | -36828 | 2738575 | 0 | 61511 | 19272552 | 0 | 2037610 | 90345 | 126065764 | 4029725 | 0 | 216859 | 29460986 | 0 | 926583 | 0 | 0 | 49407119 | 0 | 0 | 234270801 | 70.2
FL_2027 | FL | 2027 | 1927 | 760.3 | 14 | 5618.7 | 0 | 4438.7 | 20.6 | 33361.6 | 7571.9 | 0 | 57.6 | 3666 | 0 | 1762.9 | 0 | 0 | 36815.4 | 0 | 0 | -530835 | 2644093 | 0 | 92266 | 15535675 | 0 | 5449662 | 135518 | 98069496 | 3979793 | 0 | 228182 | 29460986 | 0 | 926583 | 0 | 0 | 83691339 | 0 | 0 | 239682758 | 55.5
FL_2028 | FL | 2028 | 4845.8 | 760.3 | 2770.3 | 1962.2 | 0 | 5520 | 27.5 | 33305.3 | 7554.9 | 0 | 57.6 | 3666 | 0 | 1762.9 | 0 | 0 | 49728.8 | 0 | 0 | -1309512 | 2534453 | 0 | 19646970 | 908577 | 0 | 8338188 | 180691 | 80195059 | 3970857 | 0 | 229568 | 28829067 | 0 | 926583 | 0 | 0 | 123072709 | 0 | 0 | 267523212 | 36.1
FL_2029 | FL | 2029 | 6259.9 | 760.3 | 2770.3 | 1933.3 | 0 | 7096 | 27.5 | 32886.2 | 7554.9 | 0 | 57.6 | 3666 | 0 | 1762.9 | 0 | 0 | 50474 | 0 | 0 | -1538900 | 2643141 | 0 | 19646970 | 887793 | 0 | 10940131 | 180691 | 71272006 | 3970857 | 0 | 226570 | 29460986 | 0 | 926583 | 0 | 0 | 124669345 | 0 | 0 | 263286175 | 32.6
FL_2030 | FL | 2030 | 7899.1 | 760.3 | 2770.3 | 1897.3 | 0 | 8671.9 | 27.5 | 32431.4 | 7527.9 | 0 | 57.6 | 3666 | 0 | 1762.9 | 0 | 0 | 51574 | 0 | 0 | -2168542 | 2640647 | 0 | 19646970 | 858119 | 0 | 13494574 | 180691 | 65000358 | 3956666 | 0 | 227647 | 29460986 | 0 | 926583 | 0 | 0 | 127222572 | 0 | 0 | 261447272 | 30.1
GA_2022 | GA | 2022 | 2.7 | 288.7 | 0 | 8416 | 0 | 61.6 | 0 | 7998.3 | 7721.8 | 0 | 1983.1 | 6289 | 0 | 1001.1 | 1897.4 | 0 | 3203.7 | 0 | 0 | -421 | 1457009 | 0 | 0 | 27549233 | 0 | 94569 | 0 | 38116889 | 2445702 | 0 | 3488846 | 50376224 | 0 | 0 | -421456 | 0 | 6547763 | 0 | 0 | 129654359 | 45
GA_2023 | GA | 2023 | 2.7 | 288.7 | 0 | 8416 | 0 | 72.5 | 0 | 7998.3 | 7721.8 | 0 | 1983.1 | 6289 | 0 | 852.1 | 1897.4 | 0 | 3396.7 | 0 | 0 | -119 | 811251 | 0 | 0 | 21448621 | 0 | 111237 | 0 | 37499213 | 3727278 | 0 | 3487156 | 50376224 | 0 | 0 | -494285 | 0 | 7104351 | 0 | 0 | 124070926 | 38.9
GA_2024 | GA | 2024 | 2.7 | 288.7 | 0 | 8353.2 | 0 | 83.4 | 0 | 7998.3 | 7721.8 | 0 | 1983.5 | 6289 | 0 | 852.1 | 1897.4 | 0 | 3405.4 | 0 | 0 | -119 | 423937 | 0 | 0 | 17935038 | 0 | 127906 | 0 | 45356344 | 4020179 | 0 | 3488579 | 50376224 | 0 | 254136 | -492387 | 0 | 7359064 | 0 | 0 | 128848901 | 38.7
GA_2025 | GA | 2025 | 2.7 | 288.7 | 1.6 | 8271.7 | 0 | 98.7 | 2.3 | 7992.5 | 7707.8 | 0 | 1983.9 | 6289 | 0 | 852.1 | 1897.4 | 0 | 3407.4 | 0 | 0 | -119 | 420224 | 0 | 10252 | 16973766 | 0 | 151478 | 15058 | 42960339 | 3601130 | 0 | 3489488 | 50376224 | 0 | 217831 | -463128 | 0 | 7343114 | 0 | 0 | 125095657 | 36.4
GA_2026 | GA | 2026 | 2.7 | 288.7 | 3.1 | 8188.5 | 0 | 114.1 | 4.6 | 7986.8 | 7643.8 | 0 | 1984.2 | 6289 | 0 | 852.1 | 1897.4 | 0 | 3516.9 | 0 | 0 | -119 | 420224 | 0 | 20504 | 15886270 | 0 | 175051 | 30115 | 42118286 | 2856624 | 0 | 3490170 | 50376224 | 0 | 0 | -449311 | 0 | 7410221 | 0 | 0 | 122334257 | 34.3
GA_2027 | GA | 2027 | 2.7 | 288.7 | 4.7 | 8091.6 | 0 | 136.2 | 6.9 | 7973.3 | 7643.8 | 0 | 1984.6 | 6289 | 0 | 852.1 | 1897.4 | 0 | 6077.5 | 0 | 0 | -119 | 398674 | 0 | 30755 | 13725574 | 0 | 208945 | 45173 | 39757040 | 1752246 | 0 | 3491308 | 50376224 | 0 | 0 | -551166 | 0 | 10398036 | 0 | 0 | 119632688 | 30.4
GA_2028 | GA | 2028 | 18.9 | 288.7 | 4023.7 | 2945.6 | 0 | 158.3 | 9.2 | 7959.9 | 7643.8 | 0 | 2057 | 6289 | 0 | 852.1 | 1897.4 | 0 | 6095.2 | 0 | 0 | -5888 | 445090 | 0 | 28536771 | 1115428 | 0 | 242839 | 60230 | 21845124 | 636210 | 0 | 3592480 | 50376224 | 0 | 0 | -723964 | 0 | 13204191 | 0 | 0 | 119324735 | 13.8
GA_2029 | GA | 2029 | 227.6 | 288.7 | 4395.1 | 2896.7 | 0 | 189.8 | 9.2 | 7951.9 | 7643.8 | 0 | 2057.4 | 6289 | 0 | 852.1 | 1897.4 | 0 | 6644.6 | 0 | 0 | -69756 | 444616 | 0 | 31170561 | 446887 | 0 | 291170 | 60230 | 19011973 | 745 | 0 | 3603120 | 50376224 | 0 | 0 | -785601 | 0 | 14366239 | 0 | 0 | 118916408 | 11.9
GA_2030 | GA | 2030 | 246.9 | 288.7 | 4395.1 | 2835.8 | 0 | 221.3 | 9.2 | 7943.7 | 7639.8 | 0 | 2057.7 | 6289 | 0 | 791.1 | 1897.4 | 0 | 6700.6 | 0 | 0 | -68903 | 445509 | 0 | 31170561 | 0 | 0 | 339501 | 60230 | 12893206 | 575 | 0 | 3584255 | 50135252 | 0 | 0 | -771353 | 0 | 14628924 | 0 | 0 | 112417756 | 9
IA_2022 | IA | 2022 | 3.6 | 16.2 | 0 | 4594.7 | 0 | 89.8 | 0 | 1748.2 | 1137 | 0 | 207.5 | 0 | 0 | 1001.8 | 0 | 0 | 239.4 | 0 | 12131.7 | -500 | 73452 | 0 | 0 | 29877186 | 0 | 128597 | 0 | 6851207 | 215217 | 0 | 1445206 | 0 | 0 | 259634 | 0 | 0 | 522761 | 0 | 42991453 | 82364213 | 33.9
IA_2023 | IA | 2023 | 3.6 | 16.2 | 0 | 4547.9 | 0 | 100.1 | 0 | 1748.2 | 1087.9 | 0 | 207.5 | 0 | 0 | 962.2 | 0 | 0 | 252.7 | 0 | 12155.2 | -509 | 70516 | 0 | 0 | 29315727 | 0 | 143306 | 0 | 6355309 | 214975 | 0 | 1445206 | 0 | 0 | 513650 | 0 | 0 | 548647 | 0 | 43096888 | 81703714 | 33.3
IA_2024 | IA | 2024 | 3.6 | 16.2 | 0 | 4522 | 0 | 110.4 | 0 | 1748.2 | 1045.6 | 0 | 207.8 | 0 | 0 | 960.1 | 0 | 0 | 1511.3 | 0 | 14089.7 | -502 | 70486 | 0 | 0 | 28766348 | 0 | 158014 | 0 | 6778060 | 203066 | 0 | 1447126 | 0 | 0 | 414678 | 0 | 0 | 3253335 | 0 | 51480800 | 92571412 | 32.8
IA_2025 | IA | 2025 | 3.6 | 16.2 | 4.7 | 4488.3 | 0 | 125.7 | 6.9 | 1746.9 | 970 | 0 | 220.1 | 0 | 0 | 957.3 | 0 | 0 | 2601.7 | 0 | 15505.3 | -537 | 68220 | 0 | 30755 | 27116244 | 0 | 157247 | 45173 | 5660843 | 99591 | 0 | 1532625 | 0 | 0 | 226042 | 0 | 0 | 5492983 | 0 | 58445048 | 98874232 | 30.4
IA_2026 | IA | 2026 | 5.2 | 16.2 | 9.4 | 4453.9 | 0 | 141.1 | 13.7 | 1745.7 | 964.4 | 0 | 220.4 | 0 | 0 | 951.2 | 0 | 0 | 3554 | 0 | 16410.9 | -931 | 70005 | 0 | 61511 | 24354706 | 0 | 148817 | 90345 | 5540377 | 97919 | 0 | 1534546 | 0 | 0 | 300523 | 0 | 0 | 7513668 | 0 | 62221439 | 101932925 | 27.6
IA_2027 | IA | 2027 | 352.7 | 16.2 | 14 | 4413.9 | 0 | 167.5 | 20.6 | 1742.7 | 954 | 0 | 220.7 | 0 | 0 | 930.6 | 0 | 0 | 3529.6 | 0 | 17018.6 | -33328 | 66560 | 0 | 92266 | 19708638 | 0 | 239718 | 135518 | 3972921 | 23030 | 0 | 1536466 | 0 | 0 | 493843 | 0 | 0 | 7574294 | 0 | 65231396 | 99041322 | 22.2
IA_2028 | IA | 2028 | 1660.4 | 16.2 | 1097.9 | 2944.6 | 0 | 193.8 | 27.5 | 1710.7 | 929.7 | 0 | 220.9 | 0 | 0 | 926.6 | 0 | 0 | 3693.7 | 0 | 17679.3 | -458001 | 62012 | 0 | 7786235 | 4707565 | 0 | 277442 | 180691 | 1739664 | 15743 | 0 | 1538387 | 0 | 0 | 493546 | 0 | 0 | 7943425 | 0 | 68515107 | 92801815 | 6.8
IA_2029 | IA | 2029 | 1683.5 | 16.2 | 1259.6 | 2913.5 | 0 | 237.7 | 27.5 | 1709 | 780.2 | 0 | 221.2 | 0 | 0 | 920.9 | 0 | 0 | 3701.2 | 0 | 17990.7 | -497428 | 57317 | 0 | 8933452 | 4151637 | 0 | 340248 | 180691 | 1077951 | 0 | 0 | 1540307 | 0 | 0 | 447154 | 0 | 0 | 7887985 | 0 | 69934716 | 94054029 | 6.1
IA_2030 | IA | 2030 | 1792.8 | 16.2 | 1259.6 | 2874.8 | 0 | 281.6 | 27.5 | 1680.1 | 622.7 | 0 | 221.5 | 0 | 0 | 777.1 | 0 | 0 | 3772.3 | 0 | 18077.8 | -542709 | 56165 | 0 | 8933452 | 4010464 | 0 | 403053 | 180691 | 450715 | 0 | 0 | 1542228 | 0 | 0 | 491502 | 0 | 0 | 8006189 | 0 | 70534402 | 94066151 | 5.7
ID_2022 | ID | 2022 | 0 | 42.7 | 0 | 0 | 0 | 119.7 | 0 | 547.7 | 547.4 | 12 | 2773.8 | 0 | 0 | 5.4 | 0 | 0 | 240 | 0 | 912.8 | 0 | 179767 | 0 | 0 | 0 | 0 | 193595 | 0 | 2581222 | 0 | 0 | 11843073 | 0 | 0 | 0 | 0 | 0 | 512614 | 0 | 2316255 | 17626526 | 0.9
ID_2023 | ID | 2023 | 0 | 42.7 | 0 | 0 | 0 | 163.7 | 0 | 547.7 | 547.4 | 12 | 2773.8 | 0 | 0 | 5.4 | 0 | 0 | 240 | 0 | 912.8 | 0 | 91680 | 0 | 0 | 0 | 0 | 264125 | 0 | 2300130 | 0 | 0 | 11841401 | 0 | 0 | 0 | 0 | 0 | 509017 | 0 | 2310854 | 17317208 | 0.8
ID_2024 | ID | 2024 | 0 | 42.7 | 0 | 0 | 0 | 207.7 | 0 | 547.7 | 547.4 | 12 | 2775.4 | 0 | 0 | 5.4 | 0 | 0 | 240 | 0 | 912.8 | 0 | 90011 | 0 | 0 | 0 | 0 | 334654 | 0 | 2289520 | 0 | 0 | 11848864 | 0 | 0 | 0 | 0 | 0 | 505474 | 0 | 2305454 | 17373978 | 0.8
ID_2025 | ID | 2025 | 0 | 42.7 | 4.7 | 0 | 0 | 268.5 | 6.9 | 547.3 | 547.4 | 12 | 2860.9 | 0 | 0 | 5.4 | 0 | 0 | 240 | 0 | 912.8 | 0 | 90619 | 0 | 30755 | 0 | 0 | 430982 | 45173 | 2152472 | 0 | 0 | 12246240 | 0 | 0 | 0 | 0 | 0 | 501931 | 0 | 2300054 | 17798225 | 0.8
ID_2026 | ID | 2026 | 0 | 42.7 | 9.4 | 0 | 0 | 329.2 | 13.7 | 546.9 | 547.4 | 12 | 2862.5 | 0 | 0 | 5.4 | 0 | 0 | 240 | 0 | 912.8 | 0 | 89230 | 0 | 61511 | 0 | 0 | 527303 | 90345 | 2138499 | 0 | 0 | 12252030 | 0 | 0 | 0 | 0 | 0 | 498414 | 0 | 2294654 | 17951986 | 0.8
ID_2027 | ID | 2027 | 0 | 36.9 | 14 | 0 | 0 | 401.2 | 20.6 | 546 | 547.4 | 12 | 2868 | 0 | 0 | 5.4 | 0 | 0 | 240 | 0 | 912.8 | 0 | 89363 | 0 | 92266 | 0 | 0 | 640632 | 135518 | 1925624 | 0 | 0 | 12276045 | 0 | 0 | 0 | 0 | 0 | 494925 | 0 | 2289253 | 17943625 | 0.7
ID_2028 | ID | 2028 | 0 | 31.1 | 0 | 0 | 0 | 473.2 | 27.5 | 545.1 | 547.4 | 12 | 2869.6 | 0 | 0 | 5.4 | 0 | 0 | 240 | 0 | 912.8 | 0 | 63027 | 0 | 0 | 0 | 0 | 754025 | 180691 | 1600599 | 0 | 0 | 12280660 | 0 | 0 | 0 | 0 | 0 | 491461 | 0 | 2283853 | 17654317 | 0.6
ID_2029 | ID | 2029 | 0 | 31.1 | 0 | 0 | 0 | 554.6 | 27.5 | 544.5 | 547.4 | 12 | 2871.1 | 0 | 0 | 5.4 | 0 | 0 | 240 | 0 | 912.8 | 0 | 58254 | 0 | 0 | 0 | 0 | 882736 | 180691 | 1582772 | 0 | 0 | 12283602 | 0 | 0 | 0 | 0 | 0 | 488025 | 0 | 2278453 | 17754532 | 0.6
ID_2030 | ID | 2030 | 0 | 31.1 | 0 | 0 | 0 | 636.1 | 27.5 | 544 | 547.4 | 12 | 2872.7 | 0 | 720 | 0 | 0 | 0 | 240 | 0 | 912.8 | 0 | 48280 | 0 | 0 | 0 | 0 | 1011521 | 180691 | 1032608 | 0 | 0 | 12292822 | 0 | 4615232 | 0 | 0 | 0 | 484588 | 0 | 2089119 | 21754861 | 0.4
IL_2022 | IL | 2022 | 132.4 | 85.3 | 0 | 7809 | 0 | 175.9 | 0 | 4774 | 10334.7 | 0 | 32.9 | 11582.4 | 0 | 963.1 | 0 | 0 | 876.6 | 0 | 7594.4 | -13911 | 392377 | 0 | 0 | 25892627 | 0 | 237086 | 0 | 23034862 | 6620686 | 0 | 105674 | 92926695 | 0 | 95339 | 0 | 0 | 1899142 | 0 | 22554222 | 173744798 | 39
IL_2023 | IL | 2023 | 133.3 | 85.3 | 0 | 7650 | 0 | 298.1 | 0 | 5988 | 10332.7 | 0 | 43.3 | 11582.4 | 0 | 920.8 | 0 | 0 | 877.4 | 0 | 7980.4 | -13034 | 389255 | 0 | 0 | 21045619 | 0 | 410389 | 0 | 32755330 | 6738746 | 0 | 141606 | 92926695 | 0 | 81564 | 0 | 0 | 1909623 | 0 | 25467017 | 181852810 | 37.4
IL_2024 | IL | 2024 | 133.3 | 85.3 | 0 | 7618 | 0 | 420.4 | 0 | 5988 | 10332.7 | 0 | 43.4 | 11582.4 | 0 | 914.7 | 0 | 0 | 879 | 0 | 7993.1 | -12485 | 389883 | 0 | 0 | 17543381 | 0 | 578499 | 0 | 33539637 | 6788142 | 0 | 141795 | 92926695 | 0 | 52047 | 0 | 0 | 1899601 | 0 | 25758477 | 179605671 | 34.4
IL_2025 | IL | 2025 | 454.2 | 85.3 | 6.2 | 6439.4 | 0 | 664 | 9.2 | 5983.7 | 10266 | 0 | 43.4 | 11582.4 | 0 | 914.7 | 0 | 0 | 2275.3 | 0 | 8550.7 | -19772 | 388624 | 0 | 41007 | 13058738 | 0 | 898487 | 60230 | 31463765 | 7165350 | 0 | 141984 | 92926695 | 0 | 36409 | 0 | 0 | 4816171 | 0 | 27595122 | 178572811 | 29.2
IL_2026 | IL | 2026 | 456.9 | 85.3 | 12.5 | 6408.4 | 0 | 907.7 | 18.3 | 5979.4 | 10248.1 | 0 | 43.5 | 11582.4 | 0 | 914.7 | 0 | 0 | 3286.1 | 0 | 9068.5 | -46265 | 388681 | 0 | 82014 | 12121347 | 0 | 1223615 | 120461 | 30583822 | 7440336 | 0 | 142174 | 92926695 | 0 | 37688 | 0 | 0 | 6981294 | 0 | 29517964 | 181519826 | 28.1
IL_2027 | IL | 2027 | 468.6 | 85.3 | 18.7 | 4735 | 0 | 1256 | 27.5 | 5969.3 | 10248.1 | 0 | 43.5 | 11582.4 | 0 | 914.7 | 0 | 0 | 6103.6 | 0 | 13523.5 | -57980 | 386934 | 0 | 123022 | 4822789 | 0 | 1706721 | 180691 | 28361759 | 9417197 | 0 | 142363 | 92926695 | 0 | 19595 | 0 | 0 | 13324832 | 0 | 45566146 | 196920763 | 21.3
IL_2028 | IL | 2028 | 1783.1 | 85.3 | 0 | 4569.2 | 0 | 1604.3 | 36.6 | 5959.2 | 10243.8 | 0 | 43.6 | 11582.4 | 0 | 914.7 | 0 | 0 | 10078.9 | 0 | 16009.8 | -363340 | 371134 | 0 | 0 | 1267637 | 0 | 2004326 | 240921 | 20438777 | 6429973 | 0 | 142552 | 92708473 | 0 | 12234 | 0 | 0 | 22314084 | 0 | 54392588 | 199959359 | 13
IL_2029 | IL | 2029 | 2047.9 | 85.3 | 0 | 4549.2 | 0 | 2077.7 | 36.6 | 5953.3 | 10236.6 | 0 | 43.7 | 11582.4 | 0 | 905.5 | 0 | 0 | 10453.5 | 0 | 16151.3 | -488162 | 358339 | 0 | 0 | 519223 | 0 | 2863461 | 240921 | 17702240 | 6179588 | 0 | 142742 | 90221372 | 0 | 0 | 0 | 0 | 23034651 | 0 | 55520624 | 196294999 | 11
IL_2030 | IL | 2030 | 1997.2 | 85.3 | 0 | 2986.3 | 0 | 2551.1 | 36.6 | 5757.4 | 10204.2 | 0 | 43.7 | 11582.4 | 0 | 516.2 | 0 | 0 | 14908.6 | 0 | 16730.6 | -476863 | 342659 | 0 | 0 | 517363 | 0 | 3517349 | 240921 | 13985907 | 4917457 | 0 | 142931 | 88790246 | 0 | 0 | 0 | 0 | 32965529 | 0 | 57056615 | 202000113 | 8.7
IN_2022 | IN | 2022 | 32 | 56.8 | 0 | 13974.4 | 0 | 169.1 | 0 | 3875 | 3044.2 | 0 | 66.2 | 0 | 0 | 705.1 | 0 | 0 | 631.9 | 0 | 3591.8 | -3142 | 260346 | 0 | 0 | 48507705 | 0 | 227010 | 0 | 21076434 | 411856 | 0 | 277864 | 0 | 0 | 0 | 0 | 0 | 1296753 | 0 | 10549600 | 82604425 | 60.8
IN_2023 | IN | 2023 | 32 | 56.8 | 0 | 11259.6 | 0 | 210.2 | 0 | 3905.1 | 3044.2 | 0 | 66.2 | 0 | 0 | 668.1 | 0 | 0 | 631.9 | 0 | 3591.8 | -3160 | 260346 | 0 | 0 | 37930853 | 0 | 287943 | 0 | 23519006 | 957766 | 0 | 277864 | 0 | 0 | 0 | 0 | 0 | 1321255 | 0 | 10805531 | 75357402 | 50.4
IN_2024 | IN | 2024 | 30 | 56.8 | 0 | 11182 | 0 | 251.4 | 0 | 3905.1 | 3044.2 | 0 | 66.3 | 0 | 0 | 668.1 | 0 | 0 | 631.9 | 0 | 3591.8 | -2830 | 260346 | 0 | 0 | 26291499 | 0 | 344355 | 0 | 23916819 | 745371 | 0 | 278366 | 0 | 0 | 0 | 0 | 0 | 1312123 | 0 | 10783245 | 63929294 | 37.8
IN_2025 | IN | 2025 | 30 | 56.8 | 4.7 | 11081.3 | 0 | 321.7 | 6.9 | 3902.3 | 3044.2 | 0 | 66.5 | 0 | 0 | 668.1 | 0 | 0 | 631.9 | 0 | 3591.8 | -2920 | 260346 | 0 | 30755 | 23799565 | 0 | 440886 | 45173 | 23641000 | 775852 | 0 | 278869 | 0 | 0 | 0 | 0 | 0 | 1302959 | 0 | 10761280 | 61333766 | 35.1
IN_2026 | IN | 2026 | 30.1 | 56.8 | 9.4 | 10978.4 | 0 | 392.1 | 13.7 | 3899.5 | 3044.2 | 0 | 66.6 | 0 | 0 | 668.1 | 0 | 0 | 631.9 | 0 | 3591.8 | -2758 | 260346 | 0 | 61511 | 22086666 | 0 | 537417 | 90345 | 23477096 | 671270 | 0 | 279371 | 0 | 0 | 0 | 0 | 0 | 1293758 | 0 | 10739230 | 59494252 | 33.1
IN_2027 | IN | 2027 | 30.4 | 56.8 | 14 | 10858.5 | 0 | 521.6 | 20.6 | 4713 | 3044.2 | 0 | 66.7 | 0 | 0 | 668.1 | 0 | 0 | 631.9 | 0 | 3591.8 | -3018 | 260346 | 0 | 92266 | 18145169 | 0 | 715167 | 135518 | 29142992 | 611381 | 0 | 279874 | 0 | 0 | 0 | 0 | 0 | 1284793 | 0 | 10717319 | 61381807 | 30.8
IN_2028 | IN | 2028 | 445.4 | 56.8 | 737.7 | 6719.1 | 0 | 651.2 | 27.5 | 4705 | 3044.2 | 0 | 66.8 | 0 | 0 | 668.1 | 0 | 0 | 631.9 | 0 | 3591.8 | -13526 | 260346 | 0 | 5231674 | 6983398 | 0 | 892917 | 180691 | 24245249 | 1053129 | 0 | 280376 | 0 | 0 | 0 | 0 | 0 | 1275809 | 0 | 10695314 | 51085377 | 18.2
IN_2029 | IN | 2029 | 982.2 | 56.8 | 866.4 | 6026.8 | 0 | 883 | 27.5 | 4700.3 | 3044.2 | 0 | 67 | 0 | 0 | 668.1 | 0 | 0 | 3005.8 | 0 | 3595.5 | -119113 | 255587 | 0 | 6144341 | 3643519 | 0 | 1063846 | 180691 | 22994776 | 1308433 | 0 | 280879 | 0 | 0 | 0 | 0 | 0 | 6439454 | 0 | 10659230 | 52851641 | 14.3
IN_2030 | IN | 2030 | 1991.6 | 56.8 | 866.4 | 4979.3 | 0 | 1114.8 | 27.5 | 4609 | 3188.4 | 0 | 67.1 | 0 | 0 | 546.1 | 0 | 0 | 4912.3 | 0 | 3946 | -353537 | 251371 | 0 | 6144341 | 1260360 | 0 | 1343162 | 180691 | 18855744 | 1459578 | 0 | 281381 | 0 | 0 | 0 | 0 | 0 | 10788824 | 0 | 11524839 | 51736755 | 10.1
KS_2022 | KS | 2022 | 0 | 9 | 0 | 4521.6 | 0 | 68.5 | 0 | 266 | 2804.5 | 0 | 7 | 1225 | 0 | 1206.5 | 0 | 0 | 30.2 | 0 | 8040.6 | 0 | 41365 | 0 | 0 | 25468008 | 0 | 106455 | 0 | 1140607 | 220424 | 0 | 22256 | 9860176 | 0 | 0 | 0 | 0 | 75140 | 0 | 29046793 | 65981225 | 29.3
KS_2023 | KS | 2023 | 0 | 9 | 0 | 4521.6 | 0 | 79.6 | 0 | 266 | 2770 | 0 | 7 | 1225 | 0 | 1070.5 | 0 | 0 | 768.6 | 0 | 8338.7 | 0 | 41365 | 0 | 0 | 23545748 | 0 | 109580 | 0 | 1281102 | 201557 | 0 | 22256 | 9860176 | 0 | 0 | 0 | 0 | 2005451 | 0 | 30368488 | 67435723 | 27.2
KS_2024 | KS | 2024 | 0 | 9 | 0 | 4487.9 | 0 | 90.8 | 0 | 266 | 1639.1 | 0 | 7 | 1225 | 0 | 998.3 | 0 | 0 | 1210.4 | 0 | 8988.4 | 0 | 41365 | 0 | 0 | 19814106 | 0 | 132580 | 0 | 1261627 | 201557 | 0 | 22270 | 9860176 | 0 | 0 | 0 | 0 | 3226151 | 0 | 32676839 | 67236671 | 23
KS_2025 | KS | 2025 | 0 | 9 | 3.1 | 4444.1 | 0 | 109.5 | 4.6 | 265.8 | 1639.1 | 0 | 7 | 1225 | 0 | 939.9 | 0 | 0 | 1542 | 0 | 9252 | 0 | 41365 | 0 | 20504 | 17083182 | 0 | 163875 | 30115 | 1059209 | 265321 | 0 | 22284 | 9860176 | 0 | 0 | 0 | 0 | 4167219 | 0 | 33877454 | 66590705 | 19.9
KS_2026 | KS | 2026 | 0.1 | 9 | 6.2 | 4399.4 | 0 | 128.1 | 9.2 | 265.6 | 1628.3 | 0 | 7 | 1225 | 0 | 884.3 | 0 | 0 | 1719.5 | 0 | 9374.5 | -30 | 41365 | 0 | 41007 | 12866430 | 0 | 187056 | 60230 | 900215 | 341101 | 0 | 22298 | 9860176 | 0 | 0 | 0 | 0 | 4646110 | 0 | 33896802 | 62862760 | 15.2
KS_2027 | KS | 2027 | 26.6 | 9 | 9.4 | 4347.3 | 0 | 160.6 | 13.7 | 265.2 | 1628.3 | 0 | 7 | 1225 | 0 | 835.4 | 0 | 0 | 1710 | 0 | 9390.6 | -6370 | 39325 | 0 | 61511 | 8621722 | 0 | 231799 | 90345 | 847399 | 369773 | 0 | 22311 | 9618854 | 0 | 0 | 0 | 0 | 4558427 | 0 | 33651785 | 58106883 | 10.3
KS_2028 | KS | 2028 | 523.6 | 9 | 2956.9 | 434.1 | 0 | 193.2 | 18.3 | 264.7 | 1578 | 0 | 7 | 1225 | 0 | 830 | 0 | 0 | 5967 | 0 | 14072.7 | -152494 | 36994 | 0 | 20970418 | 260472 | 0 | 217482 | 120461 | 411577 | 366994 | 0 | 22325 | 8488479 | 0 | 0 | 0 | 0 | 16724592 | 0 | 50156251 | 97623551 | 3.9
KS_2029 | KS | 2029 | 557.1 | 9 | 3141.6 | 426.9 | 0 | 245.2 | 18.3 | 264.5 | 1344.8 | 0 | 7 | 1225 | 0 | 830 | 0 | 0 | 6010.5 | 0 | 14084.4 | -145458 | 34809 | 0 | 22280846 | 168309 | 0 | 269709 | 120461 | 300657 | 225374 | 0 | 22339 | 8115228 | 0 | 0 | 0 | 0 | 16839902 | 0 | 48573612 | 96805787 | 3.9
KS_2030 | KS | 2030 | 557.1 | 9 | 3141.6 | 417.9 | 0 | 297.3 | 18.3 | 264.2 | 1305.1 | 0 | 7 | 1225 | 0 | 297.9 | 0 | 0 | 6003.4 | 0 | 14561.7 | -141990 | 30710 | 0 | 22280846 | 182629 | 0 | 338805 | 120461 | 166075 | 268025 | 0 | 22353 | 7987836 | 0 | 0 | 0 | 0 | 16939994 | 0 | 48990395 | 97186138 | 3.9
KY_2022 | KY | 2022 | 0 | 22.2 | 0 | 9493 | 0 | 32 | 0 | 1763 | 4902.6 | 0 | 1137.4 | 0 | 0 | 11.9 | 0 | 0 | 176.1 | 0 | 0 | 0 | 101741 | 0 | 0 | 50042616 | 0 | 28378 | 0 | 12914283 | 2378280 | 0 | 4230827 | 0 | 0 | 0 | 0 | 0 | 81463 | 0 | 0 | 69777589 | 59.6
KY_2023 | KY | 2023 | 0 | 22.2 | 0 | 9493 | 0 | 41.7 | 0 | 1763 | 4867.6 | 0 | 1141.4 | 0 | 0 | 11.9 | 0 | 0 | 364.9 | 0 | 0 | -1 | 101741 | 0 | 0 | 48828182 | 0 | 59134 | 0 | 12914283 | 2105091 | 0 | 4240767 | 0 | 0 | 0 | 0 | 0 | 774677 | 0 | 0 | 69023873 | 57.8
KY_2024 | KY | 2024 | 0 | 22.2 | 0 | 9431.6 | 0 | 51.4 | 0 | 1763 | 4853.6 | 0 | 1142.6 | 0 | 0 | 5.9 | 0 | 0 | 373.4 | 0 | 0 | 0 | 101741 | 0 | 0 | 46472433 | 0 | 73466 | 0 | 12854713 | 1979513 | 0 | 4244621 | 0 | 0 | 0 | 0 | 0 | 775713 | 0 | 0 | 66502200 | 55.2
KY_2025 | KY | 2025 | 0.6 | 22.2 | 6.2 | 9352 | 0 | 66.7 | 9.2 | 1761.7 | 4829.6 | 0 | 1160.8 | 0 | 0 | 5.9 | 0 | 0 | 572.3 | 0 | 136.8 | -256 | 101741 | 0 | 41007 | 44165187 | 0 | 77450 | 60230 | 12778618 | 2089442 | 0 | 4337409 | 0 | 0 | 0 | 0 | 0 | 1169165 | 0 | 410102 | 65230094 | 52.6
KY_2026 | KY | 2026 | 25.4 | 22.2 | 12.5 | 9270.7 | 0 | 82 | 18.3 | 1760.5 | 4829.6 | 0 | 1162.1 | 0 | 0 | 5.9 | 0 | 0 | 630.5 | 0 | 137.1 | -7779 | 101741 | 0 | 82014 | 43645354 | 0 | 76226 | 120461 | 12695665 | 1547396 | 0 | 4341263 | 0 | 0 | 0 | 0 | 0 | 1307804 | 0 | 408995 | 64319140 | 51.6
KY_2027 | KY | 2027 | 102.3 | 22.2 | 18.7 | 9175.9 | 0 | 107.2 | 27.5 | 1757.5 | 4829.6 | 0 | 1163.3 | 0 | 0 | 5.9 | 0 | 0 | 742 | 0 | 136.9 | -24002 | 101741 | 0 | 123022 | 41193004 | 0 | 100106 | 180691 | 12592203 | 893061 | 0 | 4345117 | 0 | 0 | 0 | 0 | 0 | 1544424 | 0 | 407887 | 61457254 | 48.6
KY_2028 | KY | 2028 | 408.3 | 22.2 | 3991.9 | 3606.9 | 0 | 132.4 | 36.6 | 1754.5 | 4829.6 | 0 | 1164.5 | 0 | 0 | 5.9 | 0 | 0 | 19103.2 | 0 | 283.8 | -93024 | 99230 | 0 | 28310793 | 6972476 | 0 | 118257 | 240921 | 11522035 | 1158632 | 0 | 4348972 | 0 | 0 | 0 | 0 | 0 | 41225160 | 0 | 841924 | 94745375 | 16.2
KY_2029 | KY | 2029 | 2138 | 22.2 | 4194.6 | 3563.7 | 0 | 173.5 | 36.6 | 1752.8 | 4829.6 | 0 | 1165.7 | 0 | 0 | 5.9 | 0 | 0 | 20413.8 | 0 | 284.4 | -422393 | 97005 | 0 | 29748775 | 5516174 | 0 | 146331 | 240921 | 11196756 | 1333418 | 0 | 4352826 | 0 | 0 | 0 | 0 | 0 | 44557742 | 0 | 856371 | 97623928 | 14.9
KY_2030 | KY | 2030 | 3751.2 | 22.2 | 4194.6 | 3509.8 | 0 | 214.6 | 36.6 | 1751 | 4829.6 | 0 | 1166.9 | 0 | 0 | 0 | 0 | 0 | 23352.1 | 0 | 284.4 | -960355 | 97005 | 0 | 29748775 | 4008359 | 0 | 237890 | 240921 | 10438724 | 845224 | 0 | 4356680 | 0 | 0 | 0 | 0 | 0 | 50579431 | 0 | 854085 | 100446739 | 12.9
LA_2022 | LA | 2022 | 0 | 11.1 | 0 | 2137.2 | 0 | 552.5 | 0 | 7370.7 | 1735.8 | 0 | 192 | 2132.9 | 0 | 5979.5 | 0 | 0 | 143.4 | 0 | 0 | -6 | 0 | 0 | 0 | 8764598 | 0 | 810450 | 0 | 45462755 | 2982203 | 0 | 1016718 | 17063844 | 0 | 5204350 | 0 | 0 | 311520 | 0 | 0 | 81616432 | 32.5
LA_2023 | LA | 2023 | 0 | 11.1 | 0 | 2137.2 | 0 | 777.6 | 0 | 7370.7 | 1735.8 | 0 | 192 | 2132.9 | 0 | 5979.5 | 0 | 0 | 175.2 | 0 | 0 | -1 | 0 | 0 | 0 | 7409068 | 0 | 1137273 | 0 | 50092907 | 3255049 | 0 | 1016718 | 17063844 | 0 | 4871944 | 0 | 0 | 381733 | 0 | 0 | 85228536 | 32.9
LA_2024 | LA | 2024 | 0 | 11.1 | 0 | 2128.9 | 0 | 1002.8 | 0 | 7370.7 | 929.2 | 0 | 192.4 | 2132.9 | 0 | 4286.1 | 0 | 0 | 251.2 | 0 | 0 | -1 | 0 | 0 | 0 | 7055366 | 0 | 1470862 | 0 | 50890267 | 2833076 | 0 | 1018556 | 17063844 | 0 | 3033918 | 0 | 0 | 543363 | 0 | 0 | 83909251 | 31
LA_2025 | LA | 2025 | 0 | 11.1 | 3.1 | 2118 | 0 | 1220.9 | 4.6 | 7365.4 | 929.2 | 0 | 192.7 | 2132.9 | 0 | 4286.1 | 0 | 0 | 817.5 | 0 | 0 | -1 | 0 | 0 | 20504 | 5112060 | 0 | 1741976 | 30115 | 48886050 | 2734627 | 0 | 1020395 | 17063844 | 0 | 2923685 | 0 | 0 | 1769496 | 0 | 0 | 81302751 | 28
LA_2026 | LA | 2026 | 1.4 | 11.1 | 6.2 | 2107 | 0 | 1438.9 | 9.2 | 7360.1 | 929.2 | 0 | 193.1 | 2132.9 | 0 | 3873.6 | 0 | 0 | 1704.4 | 0 | 0 | -479 | 0 | 0 | 41007 | 4579859 | 0 | 1711346 | 60230 | 48162661 | 2914447 | 0 | 1022233 | 17063844 | 0 | 2519340 | 0 | 0 | 3634207 | 0 | 0 | 81708695 | 26.9
LA_2027 | LA | 2027 | 173.4 | 11.1 | 9.4 | 2094.1 | 0 | 1680.1 | 13.7 | 7347.7 | 929.2 | 0 | 193.5 | 2132.9 | 0 | 3873.6 | 0 | 0 | 4311.5 | 0 | 0 | -41671 | 0 | 0 | 61511 | 3458866 | 0 | 2311242 | 90345 | 45378725 | 2693074 | 0 | 1024072 | 17063844 | 0 | 2546745 | 0 | 0 | 9793482 | 0 | 0 | 84380234 | 24.4
LA_2028 | LA | 2028 | 1264.1 | 11.1 | 365.7 | 1526.9 | 0 | 1921.4 | 18.3 | 7335.3 | 929.2 | 0 | 193.8 | 2132.9 | 0 | 3873.6 | 0 | 0 | 8058.3 | 0 | 0 | -327831 | 0 | 0 | 2593574 | 861221 | 0 | 2811035 | 120461 | 35680101 | 1859098 | 0 | 1025910 | 17063844 | 0 | 1928815 | 0 | 0 | 18364632 | 0 | 0 | 81980860 | 17.3
LA_2029 | LA | 2029 | 1267.6 | 0 | 365.7 | 1509.8 | 0 | 2320.7 | 18.3 | 7328 | 929.2 | 0 | 194.2 | 2132.9 | 0 | 3360.1 | 0 | 0 | 8100 | 0 | 0 | -304344 | 0 | 0 | 2593574 | 345041 | 0 | 3374900 | 120461 | 31622365 | 1744072 | 0 | 1027748 | 17063844 | 0 | 973503 | 0 | 0 | 18473705 | 0 | 0 | 77034869 | 14.4
LA_2030 | LA | 2030 | 1404 | 0 | 365.7 | 1488.4 | 0 | 2720.1 | 18.3 | 7048.9 | 929.2 | 0 | 194.5 | 2132.9 | 0 | 3280.1 | 0 | 0 | 8443.2 | 0 | 0 | -386399 | 0 | 0 | 2593574 | 0 | 0 | 3876358 | 120461 | 23640596 | 1627542 | 0 | 1029587 | 17063844 | 0 | 889146 | 0 | 0 | 19184790 | 0 | 0 | 69639499 | 10.7
MA_2022 | MA | 2022 | 54.8 | 275.2 | 0 | 0 | 0 | 2550 | 0 | 6240.1 | 961.6 | 0 | 266.8 | 0 | 0 | 1719.2 | 1768 | 0 | 941.3 | 0 | 78.5 | -2613 | 1192690 | 0 | 0 | 0 | 0 | 3502773 | 0 | 16303870 | 678126 | 0 | 965577 | 0 | 0 | 1271643 | -721368 | 0 | 1767102 | 0 | 192914 | 25150715 | 8.1
MA_2023 | MA | 2023 | 54.8 | 275.2 | 0 | 0 | 0 | 2684 | 0 | 6240.1 | 961.6 | 0 | 266.8 | 0 | 0 | 1693.2 | 1768 | 0 | 941.3 | 400 | 78.5 | -2408 | 1192690 | 0 | 0 | 0 | 0 | 3686841 | 0 | 8301537 | 533552 | 0 | 965577 | 0 | 0 | 1866390 | -444501 | 0 | 1458326 | 1167871 | 191903 | 18917778 | 5.1
MA_2024 | MA | 2024 | 54.8 | 275.2 | 0 | 0 | 0 | 2818 | 0 | 4826.5 | 961.6 | 0 | 267.2 | 0 | 0 | 1693.2 | 1768 | 0 | 941.3 | 800 | 78.5 | -2456 | 1192690 | 0 | 0 | 0 | 0 | 3870908 | 0 | 8058556 | 507164 | 0 | 967022 | 0 | 0 | 1073977 | -502215 | 0 | 1749405 | 2469584 | 191240 | 19575875 | 4.3
MA_2025 | MA | 2025 | 54.8 | 275.2 | 1.6 | 0 | 0 | 2940.8 | 2.3 | 4823 | 961.6 | 0 | 267.6 | 0 | 0 | 1677 | 1768 | 0 | 941.3 | 800 | 78.5 | -1782 | 1192690 | 0 | 10252 | 0 | 0 | 4039615 | 15058 | 8296276 | 624585 | 0 | 968467 | 0 | 0 | 1065463 | -402052 | 0 | 1737163 | 3043959 | 191425 | 20781119 | 4.4
MA_2026 | MA | 2026 | 59.6 | 275.2 | 3.1 | 0 | 0 | 3063.6 | 4.6 | 4819.6 | 945.6 | 0 | 268 | 0 | 0 | 1677 | 1768 | 0 | 941.3 | 1604 | 78.5 | -3631 | 1192690 | 0 | 20504 | 0 | 0 | 4208323 | 30115 | 7823232 | 624921 | 0 | 969913 | 0 | 0 | 1065463 | -491211 | 0 | 1724998 | 5705439 | 189306 | 23060061 | 4.2
MA_2027 | MA | 2027 | 63.2 | 275.2 | 4.7 | 0 | 0 | 3183.7 | 6.9 | 4811.4 | 940.7 | 0 | 268.4 | 0 | 0 | 1677 | 1768 | 0 | 941.3 | 3246 | 78.5 | -3711 | 1192690 | 0 | 30755 | 0 | 0 | 4373222 | 45173 | 7933601 | 686742 | 0 | 971358 | 0 | 0 | 1065463 | -490843 | 0 | 1712918 | 11488920 | 189560 | 29195846 | 4.3
MA_2028 | MA | 2028 | 63.2 | 275.2 | 0 | 0 | 0 | 3303.7 | 9.2 | 4803.3 | 940.7 | 0 | 268.8 | 0 | 0 | 1665.8 | 1768 | 0 | 941.3 | 3246 | 78.5 | -1955 | 1192690 | 0 | 0 | 0 | 0 | 4538121 | 60230 | 7204148 | 624667 | 0 | 972752 | 0 | 0 | 1092312 | -572831 | 0 | 1700920 | 12641612 | 186263 | 29638927 | 4
MA_2029 | MA | 2029 | 63.2 | 275.2 | 0 | 0 | 0 | 3453.3 | 9.2 | 4798.5 | 940.7 | 0 | 269.2 | 0 | 0 | 1615.8 | 1768 | 0 | 941.3 | 3246 | 78.5 | -6305 | 1192690 | 0 | 0 | 0 | 0 | 4743604 | 60230 | 6613738 | 624921 | 0 | 974197 | 0 | 0 | 1066032 | -598223 | 0 | 1689034 | 12607440 | 189419 | 29156777 | 3.8
MA_2030 | MA | 2030 | 332.1 | 275.2 | 0 | 0 | 0 | 3602.9 | 9.2 | 4686.4 | 933.1 | 0 | 269.6 | 0 | 0 | 1277.9 | 1768 | 0 | 941.3 | 4092 | 78.5 | -79881 | 1192690 | 0 | 0 | 0 | 0 | 4949088 | 60230 | 4315487 | 835088 | 0 | 975693 | 0 | 0 | 852638 | -550767 | 0 | 1677182 | 16013758 | 188920 | 30430127 | 2.8
MD_2022 | MD | 2022 | 10.9 | 130.8 | 0 | 1758 | 0 | 1103.2 | 0 | 2696.4 | 1720.9 | 0 | 590 | 1725.8 | 0 | 2293.7 | 0 | 0 | 7580.8 | 0 | 190 | -2376 | 590030 | 0 | 0 | 971454 | 0 | 1581159 | 0 | 17262081 | 101108 | 0 | 2073812 | 13891177 | 0 | 976 | 0 | 0 | 7806282 | 0 | 658585 | 44934286 | 7.5
MD_2023 | MD | 2023 | 10.9 | 130.8 | 0 | 1758 | 0 | 1238.5 | 0 | 2696.4 | 1720.9 | 0 | 590 | 1725.8 | 0 | 2090.5 | 0 | 0 | 7580.8 | 0 | 202.5 | -1263 | 571700 | 0 | 0 | 927418 | 0 | 1775063 | 0 | 18164328 | 100959 | 0 | 2073812 | 13891177 | 0 | 976 | 0 | 0 | 15874585 | 0 | 704963 | 54083717 | 7.7
MD_2024 | MD | 2024 | 11.3 | 130.8 | 0 | 1748.5 | 0 | 1373.8 | 0 | 2696.4 | 1720.9 | 0 | 591.1 | 1725.8 | 0 | 2064.5 | 0 | 0 | 7580.8 | 248 | 202.9 | -1573 | 571466 | 0 | 0 | 994475 | 0 | 1969180 | 0 | 18081259 | 100959 | 0 | 2077562 | 13891177 | 0 | 17724 | 0 | 0 | 15671245 | 592381 | 703065 | 54668919 | 7.8
MD_2025 | MD | 2025 | 20.1 | 130.8 | 3.1 | 1736.2 | 0 | 1533.3 | 4.6 | 2694.5 | 1720.9 | 0 | 645.2 | 1725.8 | 0 | 2064.5 | 0 | 0 | 7580.8 | 648 | 203 | -4124 | 570422 | 0 | 20504 | 964804 | 0 | 2197823 | 30115 | 17689340 | 100959 | 0 | 2271262 | 13891177 | 0 | 1672 | 0 | 0 | 15536113 | 1837099 | 701165 | 55808330 | 7.6
MD_2026 | MD | 2026 | 31 | 130.8 | 6.2 | 1723.6 | 0 | 1692.8 | 9.2 | 2692.5 | 1720.9 | 0 | 646.4 | 1725.8 | 0 | 2064.5 | 0 | 0 | 7580.8 | 2022 | 203 | -6157 | 570422 | 0 | 41007 | 899210 | 0 | 2426467 | 60230 | 16792574 | 100959 | 0 | 2275012 | 13891177 | 0 | 0 | 0 | 0 | 15436696 | 5727178 | 699275 | 58914049 | 7.2
MD_2027 | MD | 2027 | 35.2 | 130.8 | 9.4 | 1708.9 | 0 | 1802.1 | 13.7 | 2688 | 1720.9 | 0 | 647.5 | 1725.8 | 0 | 2064.5 | 0 | 0 | 7580.8 | 2022 | 203 | -5146 | 568949 | 0 | 61511 | 366096 | 0 | 2583203 | 90345 | 15156174 | 100959 | 0 | 2278761 | 13891177 | 0 | 0 | 0 | 0 | 15447480 | 7237675 | 697385 | 58474570 | 6
MD_2028 | MD | 2028 | 39 | 130.8 | 0 | 1659.7 | 0 | 1911.5 | 18.3 | 2683.5 | 1720.9 | 0 | 648.6 | 1725.8 | 0 | 2052.1 | 0 | 0 | 7580.8 | 2022 | 202.9 | -5609 | 561852 | 0 | 0 | 215864 | 0 | 2739939 | 120461 | 12911232 | 101466 | 0 | 2282511 | 13891177 | 0 | 0 | 0 | 0 | 15338780 | 7218057 | 695501 | 56071230 | 5
MD_2029 | MD | 2029 | 93.1 | 130.8 | 0 | 1640.2 | 0 | 2094.2 | 18.3 | 2680.8 | 1720.9 | 0 | 649.7 | 1725.8 | 0 | 2052.1 | 0 | 0 | 7581.5 | 2022 | 260.8 | -18882 | 560360 | 0 | 0 | 204578 | 0 | 3001915 | 120461 | 12902904 | 129859 | 0 | 2286261 | 13891177 | 0 | 0 | 0 | 0 | 15233061 | 7198518 | 882321 | 56392533 | 5
MD_2030 | MD | 2030 | 110.7 | 130.8 | 0 | 1615.9 | 0 | 2277 | 18.3 | 2678 | 1720.9 | 0 | 650.8 | 1725.8 | 0 | 1896.8 | 0 | 0 | 7604.3 | 2022 | 261.6 | -23684 | 559057 | 0 | 0 | 176247 | 0 | 3263891 | 120461 | 11033365 | 48388 | 0 | 2290011 | 13891177 | 0 | 0 | 0 | 0 | 15177407 | 7178803 | 925779 | 54640902 | 4.2
ME_2022 | ME | 2022 | 48.3 | 240 | 0 | 0 | 0 | 83.6 | 0 | 1282.8 | 178 | 0 | 728 | 0 | 0 | 866.9 | 0 | 0 | 236.5 | 0 | 1009.8 | -5260 | 226333 | 1195520 | 0 | 0 | 0 | 112475 | 0 | 1369774 | 0 | 0 | 3457032 | 0 | 0 | 346489 | 0 | 0 | 407376 | 0 | 3127106 | 10236845 | 0.9
ME_2023 | ME | 2023 | 61.3 | 240 | 0 | 0 | 0 | 99.1 | 0 | 1282.8 | 178 | 0 | 728 | 0 | 0 | 866.9 | 0 | 0 | 391.5 | 0 | 1180.8 | -7775 | 80159 | 1191870 | 0 | 0 | 0 | 131874 | 0 | 1369774 | 0 | 0 | 3457032 | 0 | 0 | 223596 | 0 | 0 | 716589 | 0 | 3652851 | 10815970 | 0.8
ME_2024 | ME | 2024 | 61.3 | 240 | 0 | 0 | 0 | 114.6 | 0 | 1282.8 | 178 | 0 | 728.7 | 0 | 0 | 24 | 0 | 0 | 398.5 | 12 | 1186.5 | -7910 | 69722 | 1211810 | 0 | 0 | 0 | 154165 | 0 | 1363455 | 0 | 0 | 3460783 | 0 | 0 | 7322 | 0 | 0 | 713297 | 42592 | 3755707 | 10770944 | 0.6
ME_2025 | ME | 2025 | 61.3 | 240 | 1.6 | 0 | 0 | 134.2 | 2.3 | 1281.9 | 178 | 0 | 729.5 | 0 | 0 | 24 | 0 | 0 | 400.1 | 12 | 1187 | -7887 | 99552 | 1261980 | 10252 | 0 | 0 | 180450 | 15058 | 1355384 | 0 | 0 | 3464534 | 0 | 0 | 7322 | 0 | 0 | 708310 | 46266 | 3752834 | 10894054 | 0.6
ME_2026 | ME | 2026 | 62.3 | 240 | 3.1 | 0 | 0 | 153.7 | 4.6 | 1281 | 178 | 0 | 730.2 | 0 | 0 | 24 | 0 | 0 | 399.2 | 12 | 1187.4 | -8105 | 99552 | 1266510 | 20504 | 0 | 0 | 206735 | 30115 | 1346586 | 0 | 0 | 3468286 | 0 | 0 | 7322 | 0 | 0 | 703348 | 46141 | 3753645 | 10940637 | 0.6
ME_2027 | ME | 2027 | 64.7 | 240 | 4.7 | 0 | 0 | 178.3 | 6.9 | 1278.8 | 178 | 0 | 730.9 | 0 | 0 | 24 | 0 | 0 | 398 | 12 | 1237.9 | -9223 | 124112 | 877960 | 30755 | 0 | 0 | 239744 | 45173 | 1335612 | 0 | 0 | 3472037 | 0 | 0 | 7322 | 0 | 0 | 698430 | 46015 | 3921656 | 10789593 | 0.6
ME_2028 | ME | 2028 | 143.5 | 240 | 0 | 0 | 0 | 202.8 | 9.2 | 1276.6 | 178 | 0 | 731.6 | 0 | 0 | 24 | 0 | 0 | 396.9 | 12 | 1564.6 | -25808 | 146962 | 1191990 | 0 | 0 | 0 | 272753 | 60230 | 508115 | 0 | 0 | 3475788 | 0 | 0 | 0 | 0 | 0 | 693550 | 45890 | 5058160 | 11427630 | 0.2
ME_2029 | ME | 2029 | 256.3 | 240 | 0 | 0 | 0 | 233 | 9.2 | 1275.4 | 178 | 0 | 732.4 | 0 | 0 | 24 | 0 | 0 | 397.3 | 12 | 1647.9 | -55052 | 131631 | 1195480 | 0 | 0 | 0 | 313281 | 60230 | 278970 | 0 | 0 | 3479540 | 0 | 0 | 0 | 0 | 0 | 688698 | 43907 | 5381196 | 11517882 | 0.1
ME_2030 | ME | 2030 | 544.9 | 240 | 0 | 0 | 0 | 263.1 | 9.2 | 1274 | 178 | 0 | 748.1 | 0 | 0 | 24 | 0 | 0 | 397.1 | 156 | 1929.1 | -142970 | 125688 | 1436540 | 0 | 0 | 0 | 353808 | 60230 | 0 | 0 | 0 | 3543243 | 0 | 0 | 0 | 0 | 0 | 683859 | 501288 | 6347976 | 12909663 | 0
MI_2022 | MI | 2022 | 1 | 333.3 | 0 | 6427.5 | 0 | 114.3 | 0 | 6810.4 | 4164 | 0 | 279.6 | 3318 | 0 | 2449.8 | 2235 | 0 | 684.9 | 0 | 3240.6 | -106 | 835539 | 1189215 | 0 | 33954531 | 0 | 150195 | 0 | 31801357 | 2353144 | 0 | 1116524 | 26834841 | 0 | 1889013 | -575254 | 0 | 1225326 | 0 | 10364177 | 111138503 | 51.1
MI_2023 | MI | 2023 | 26.6 | 333.3 | 0 | 5941.5 | 0 | 164.8 | 0 | 7418 | 4145 | 0 | 279.6 | 3318 | 0 | 2429.9 | 2235 | 0 | 684.9 | 0 | 3240.6 | -820 | 713866 | 693490 | 0 | 29236472 | 0 | 216672 | 0 | 36655488 | 1806879 | 0 | 1116524 | 26834841 | 0 | 1646191 | -501003 | 0 | 1393467 | 0 | 10557478 | 110369546 | 46.9
MI_2024 | MI | 2024 | 26.6 | 333.3 | 0 | 5907.8 | 0 | 215.3 | 0 | 7418 | 4145 | 0 | 280.1 | 3318 | 0 | 2411.4 | 2235 | 0 | 684.9 | 0 | 3240.6 | -2557 | 712758 | 1682625 | 0 | 27644361 | 0 | 283064 | 0 | 37513526 | 2106543 | 0 | 1118323 | 26834841 | 0 | 1610229 | -437736 | 0 | 1383686 | 0 | 10625011 | 111074675 | 45.8
MI_2025 | MI | 2025 | 93.3 | 333.3 | 4.7 | 4342.4 | 0 | 315.3 | 6.9 | 9325 | 4113 | 0 | 280.5 | 3318 | 0 | 2394.4 | 2235 | 0 | 684.9 | 0 | 3240.6 | -3096 | 710541 | 0 | 30755 | 23160999 | 0 | 414696 | 45173 | 49747891 | 3262388 | 0 | 1120122 | 26834841 | 0 | 1971006 | -454256 | 0 | 1374020 | 0 | 10641829 | 118856907 | 46.1
MI_2026 | MI | 2026 | 93.4 | 333.3 | 9.4 | 4311.5 | 0 | 415.4 | 13.7 | 9565.8 | 4090 | 0 | 281 | 3318 | 0 | 2391.9 | 2235 | 0 | 684.9 | 0 | 3240.6 | -7873 | 710541 | 586210 | 61511 | 22366945 | 0 | 546293 | 90345 | 50199555 | 3307080 | 0 | 1121921 | 26834841 | 0 | 1971006 | -370914 | 0 | 1364432 | 0 | 10661365 | 119443258 | 45.3
MI_2027 | MI | 2027 | 93.6 | 333.3 | 14 | 4275.5 | 0 | 618.3 | 20.6 | 10502.4 | 4071.5 | 0 | 281.5 | 3318 | 0 | 2391.9 | 2235 | 0 | 684.9 | 0 | 3240.6 | -8603 | 708747 | 1310400 | 92266 | 20861958 | 0 | 813188 | 135518 | 56576523 | 3794965 | 0 | 1123720 | 26834841 | 0 | 2031686 | -334844 | 0 | 1354884 | 0 | 10646384 | 125941633 | 46.3
MI_2028 | MI | 2028 | 995 | 333.3 | 3286.8 | 55.4 | 0 | 821.2 | 27.5 | 11110.5 | 4064 | 0 | 281.9 | 3318 | 0 | 2391.9 | 2235 | 0 | 786.5 | 0 | 4266.8 | -298123 | 953050 | 3224400 | 23310642 | 0 | 0 | 1034919 | 180691 | 58219175 | 5321294 | 0 | 1125474 | 26834841 | 0 | 2679255 | -545476 | 0 | 1556415 | 0 | 13187658 | 136784215 | 29.4
MI_2029 | MI | 2029 | 1301.1 | 333.3 | 3288.1 | 54.4 | 0 | 1162.7 | 27.5 | 11099.3 | 4058 | 0 | 282.4 | 3318 | 0 | 2370.9 | 2235 | 0 | 796.3 | 0 | 5210.2 | -278846 | 947812 | 2058625 | 23319833 | 0 | 0 | 1516843 | 180691 | 54266915 | 5136355 | 0 | 1127318 | 26834841 | 0 | 3351444 | -467481 | 0 | 1570805 | 0 | 17525008 | 137090162 | 28.3
MI_2030 | MI | 2030 | 2209.8 | 315.6 | 3611.8 | 53.3 | 0 | 1504.3 | 27.5 | 11087.9 | 3971.8 | 0 | 282.9 | 3318 | 0 | 2063.1 | 2235 | 0 | 998.3 | 0 | 8464.5 | -749568 | 905482 | 3144250 | 25615630 | 0 | 0 | 1949198 | 180691 | 47616347 | 5347713 | 0 | 1127673 | 26834841 | 0 | 3111871 | -510553 | 0 | 1997859 | 0 | 26538917 | 143110350 | 26
MN_2022 | MN | 2022 | 16 | 143 | 0 | 3034.5 | 0 | 697.7 | 0 | 2486.3 | 2844.3 | 0 | 197 | 1657 | 0 | 678.2 | 0 | 0 | 1101.9 | 0 | 4690 | -2182 | 395235 | 7345155 | 0 | 20808247 | 0 | 949382 | 0 | 7422571 | 2599343 | 0 | 819643 | 13443840 | 0 | 321941 | 0 | 0 | 2174611 | 0 | 16708148 | 72985933 | 26.6
MN_2023 | MN | 2023 | 16.8 | 143 | 0 | 3034.5 | 0 | 771.9 | 0 | 2486.3 | 2833 | 0 | 197 | 1657 | 0 | 676.9 | 0 | 0 | 2970.2 | 0 | 9083.8 | -2277 | 383137 | 7317975 | 0 | 17716511 | 0 | 1050340 | 0 | 7609136 | 2004649 | 0 | 819643 | 13443840 | 0 | 131585 | 0 | 0 | 6167061 | 0 | 34734748 | 91376348 | 22.9
MN_2024 | MN | 2024 | 16.8 | 143 | 0 | 3012.1 | 0 | 846.1 | 0 | 2486.3 | 2827.6 | 0 | 197.2 | 1657 | 0 | 675.6 | 0 | 0 | 3054.1 | 0 | 9920.1 | -2448 | 382910 | 7329720 | 0 | 16707070 | 0 | 1149889 | 0 | 8193271 | 1471497 | 0 | 820445 | 13443840 | 0 | 114744 | 0 | 0 | 6123916 | 0 | 38421093 | 94155948 | 21.7
MN_2025 | MN | 2025 | 16.8 | 143 | 6.2 | 2314.7 | 0 | 960.3 | 9.2 | 2484.5 | 2827.6 | 0 | 197.4 | 1657 | 0 | 618 | 0 | 0 | 3899.7 | 0 | 13511.9 | -2468 | 378636 | 6753475 | 41007 | 9028905 | 0 | 1292826 | 60230 | 4784166 | 526721 | 0 | 821247 | 13387209 | 0 | 108001 | 0 | 0 | 7511459 | 0 | 53409666 | 98101080 | 11.7
MN_2026 | MN | 2026 | 22.5 | 143 | 12.5 | 2291.7 | 0 | 1074.5 | 18.3 | 2482.7 | 2545.6 | 0 | 197.5 | 1657 | 0 | 614.4 | 0 | 0 | 3921.7 | 0 | 13639.3 | -3705 | 373391 | 6816700 | 82014 | 10250085 | 0 | 1421524 | 120461 | 4225747 | 359697 | 0 | 822049 | 13443840 | 0 | 82149 | 0 | 0 | 7734184 | 0 | 53864884 | 99593020 | 12.7
MN_2027 | MN | 2027 | 70.3 | 107 | 18.7 | 2264.9 | 0 | 1254.3 | 27.5 | 2478.5 | 2532.7 | 0 | 197.7 | 1657 | 0 | 614.4 | 0 | 0 | 6072 | 0 | 19425.7 | -19453 | 195394 | 7986575 | 123022 | 5867810 | 0 | 1324391 | 180691 | 1612332 | 122062 | 0 | 822851 | 13117415 | 0 | 88893 | 0 | 0 | 12143896 | 0 | 78297572 | 121863449 | 6.9
MN_2028 | MN | 2028 | 255.1 | 107 | 0 | 2175.1 | 0 | 1434.2 | 36.6 | 2474.4 | 2521.6 | 0 | 197.9 | 1657 | 0 | 489.5 | 0 | 0 | 6038.4 | 0 | 19395 | -73234 | 190356 | 8546105 | 0 | 3168230 | 0 | 1892076 | 240921 | 1532158 | 86917 | 0 | 823654 | 11505690 | 0 | 82149 | 0 | 0 | 12196579 | 0 | 77253676 | 117445276 | 4
MN_2029 | MN | 2029 | 274.5 | 107 | 0 | 1820.1 | 0 | 1714 | 36.6 | 2471.9 | 2509 | 0 | 198.1 | 1657 | 0 | 489.5 | 0 | 0 | 6049.1 | 0 | 19593.8 | -86672 | 185442 | 9659520 | 0 | 1053155 | 0 | 2296882 | 240921 | 311045 | 0 | 0 | 822543 | 10718934 | 0 | 82149 | 0 | 0 | 12219048 | 0 | 79841682 | 117344648 | 1.2
MN_2030 | MN | 2030 | 370 | 107 | 0 | 1772.4 | 0 | 1993.8 | 36.6 | 2353.1 | 2441.8 | 0 | 198.2 | 1657 | 0 | 275.1 | 0 | 0 | 6043.3 | 0 | 19606.2 | -100255 | 176431 | 10187965 | 0 | 1468068 | 0 | 2598399 | 240921 | 432164 | 0 | 0 | 825258 | 10617322 | 0 | 23213 | 0 | 0 | 12030323 | 0 | 78856406 | 117356214 | 1.7
MO_2022 | MO | 2022 | 2.2 | 14.1 | 0 | 10135 | 0 | 178.1 | 0 | 1822.2 | 3492.9 | 0 | 548.5 | 1247 | 0 | 1063.6 | 657 | 0 | 65 | 0 | 2227.8 | -332 | 64657 | 0 | 0 | 60570927 | 0 | 260373 | 0 | 3348838 | 103118 | 0 | 1430952 | 10082116 | 0 | 0 | -205588 | 0 | 143422 | 0 | 8057901 | 83856385 | 63.6
MO_2023 | MO | 2023 | 2.2 | 14.1 | 0 | 10135 | 0 | 196.3 | 0 | 1822.2 | 3492.9 | 0 | 548.5 | 1247 | 0 | 1057.3 | 657 | 0 | 65 | 0 | 2228.5 | -296 | 64252 | 0 | 0 | 58869348 | 0 | 287051 | 0 | 3738354 | 106121 | 0 | 1430952 | 10082116 | 0 | 0 | -182227 | 0 | 142040 | 0 | 8055756 | 82593468 | 62
MO_2024 | MO | 2024 | 2.2 | 14.1 | 0 | 10114.3 | 0 | 214.5 | 0 | 1822.2 | 3491.5 | 0 | 549.1 | 1247 | 0 | 937.5 | 657 | 0 | 82.5 | 0 | 2292.7 | -271 | 63543 | 0 | 0 | 57420225 | 0 | 305520 | 0 | 3721110 | 106121 | 0 | 1432287 | 10082116 | 0 | 0 | -171600 | 0 | 177412 | 0 | 8429535 | 81565997 | 60.3
MO_2025 | MO | 2025 | 2.7 | 14.1 | 9.4 | 10087.4 | 0 | 242.5 | 13.7 | 1820.9 | 3483.8 | 0 | 549.6 | 1247 | 0 | 841.2 | 657 | 0 | 82.7 | 0 | 2652 | -370 | 62975 | 0 | 61511 | 55693649 | 0 | 333881 | 90345 | 2765286 | 106121 | 0 | 1433621 | 10082116 | 0 | 0 | -172146 | 0 | 163226 | 0 | 9878001 | 80498215 | 58.3
MO_2026 | MO | 2026 | 12.7 | 14.1 | 18.7 | 10059.9 | 0 | 270.5 | 27.5 | 1819.6 | 3296.2 | 0 | 550.2 | 1247 | 0 | 703.7 | 657 | 0 | 1466.9 | 0 | 4893 | -2825 | 62594 | 0 | 123022 | 54581531 | 0 | 363302 | 180691 | 2229873 | 106121 | 0 | 1434955 | 10082116 | 0 | 0 | -219586 | 0 | 3388598 | 0 | 18684667 | 91015059 | 57
MO_2027 | MO | 2027 | 87 | 14.1 | 28.1 | 10027.9 | 0 | 324.2 | 41.2 | 1816.5 | 3240.3 | 0 | 571.8 | 1247 | 0 | 598.6 | 657 | 0 | 1660.9 | 0 | 5326.3 | -25581 | 60156 | 0 | 184532 | 51339299 | 0 | 446816 | 271036 | 1931583 | 79977 | 0 | 1493546 | 10082116 | 0 | 0 | -234515 | 0 | 3854285 | 0 | 20606961 | 90090212 | 53.4
MO_2028 | MO | 2028 | 346.9 | 14.1 | 3343.6 | 4576.4 | 0 | 378 | 55 | 1813.5 | 3227.3 | 0 | 572.3 | 1247 | 0 | 436.6 | 657 | 0 | 2185.8 | 0 | 7480.4 | -65150 | 55401 | 0 | 23713410 | 13759125 | 0 | 541377 | 361382 | 1299420 | 21600 | 0 | 1494913 | 10082116 | 0 | 0 | -250687 | 0 | 5129989 | 0 | 29161811 | 85304706 | 17.5
MO_2029 | MO | 2029 | 1168.5 | 14.1 | 3501.8 | 4560.6 | 0 | 468.1 | 55 | 1811.6 | 3160.1 | 0 | 572.9 | 1247 | 0 | 436.6 | 657 | 0 | 2300 | 0 | 10350.7 | -253208 | 53415 | 0 | 24834980 | 11880594 | 0 | 621142 | 361382 | 721304 | 12675 | 0 | 1493794 | 9730526 | 0 | 0 | -277818 | 0 | 5333122 | 0 | 40359980 | 94871887 | 15.5
MO_2030 | MO | 2030 | 1168.6 | 14.1 | 3501.8 | 4540.9 | 0 | 558.2 | 55 | 1809.8 | 2980.8 | 0 | 573.5 | 1247 | 0 | 220.5 | 657 | 0 | 3272 | 0 | 12202.4 | -276708 | 48083 | 0 | 24834980 | 10275875 | 0 | 767602 | 361382 | 633829 | 0 | 0 | 1497581 | 8727394 | 0 | 0 | -269443 | 0 | 7629227 | 0 | 47344697 | 101574499 | 13.9
MS_2022 | MS | 2022 | 0 | 1.6 | 0 | 1444 | 0 | 10.2 | 0 | 7855.1 | 1289.5 | 0 | 0 | 1401 | 0 | 1989.8 | 0 | 0 | 318.1 | 0 | 0 | 0 | 7354 | 0 | 0 | 9369612 | 0 | 15294 | 0 | 16303751 | 871405 | 0 | 0 | 11258822 | 0 | 522848 | 0 | 0 | 684860 | 0 | 0 | 39033945 | 18.3
MS_2023 | MS | 2023 | 0 | 1.6 | 0 | 1444 | 0 | 16.4 | 0 | 8354.4 | 1289.5 | 0 | 0 | 1401 | 0 | 1495.5 | 0 | 0 | 318.1 | 0 | 0 | 0 | 7354 | 0 | 0 | 8638170 | 0 | 24577 | 0 | 18759101 | 706681 | 0 | 0 | 11258822 | 0 | 147967 | 0 | 0 | 680047 | 0 | 0 | 40222719 | 17.8
MS_2024 | MS | 2024 | 0 | 1.6 | 0 | 1436.5 | 0 | 22.5 | 0 | 8354.4 | 656.3 | 0 | 0 | 1401 | 0 | 228 | 0 | 0 | 318.1 | 0 | 0 | 0 | 7354 | 0 | 0 | 6885643 | 0 | 33859 | 0 | 20256636 | 672659 | 0 | 0 | 11258822 | 0 | 0 | 0 | 0 | 675292 | 0 | 0 | 39790266 | 16.2
MS_2025 | MS | 2025 | 0 | 1.6 | 3.1 | 1426.8 | 0 | 38.5 | 4.6 | 8230.5 | 656.3 | 0 | 0 | 1401 | 0 | 169 | 0 | 0 | 318.1 | 0 | 0 | 0 | 7354 | 0 | 20504 | 6170135 | 0 | 57818 | 30115 | 18111137 | 459574 | 0 | 0 | 11258822 | 0 | 0 | 0 | 0 | 670594 | 0 | 0 | 36786052 | 14.3
MS_2026 | MS | 2026 | 4.5 | 1.6 | 6.2 | 1416.9 | 0 | 54.5 | 9.2 | 8202.6 | 624.3 | 0 | 0 | 1401 | 0 | 169 | 0 | 0 | 1419.1 | 0 | 0 | -1331 | 7354 | 0 | 41007 | 5125340 | 0 | 42402 | 60230 | 16921973 | 346096 | 0 | 0 | 11258822 | 0 | 0 | 0 | 0 | 3040386 | 0 | 0 | 36842280 | 12.6
MS_2027 | MS | 2027 | 7.8 | 1.6 | 9.4 | 1405.3 | 0 | 96.7 | 13.7 | 8188.8 | 624.3 | 0 | 0 | 1401 | 0 | 169 | 0 | 0 | 1840.2 | 0 | 0 | -1871 | 7354 | 0 | 61511 | 4339418 | 0 | 32956 | 90345 | 14816526 | 80967 | 0 | 0 | 11258822 | 0 | 0 | 0 | 0 | 3900955 | 0 | 0 | 34586982 | 10.6
MS_2028 | MS | 2028 | 37.1 | 1.6 | 1014.6 | 0 | 0 | 138.9 | 18.3 | 8175 | 624.3 | 0 | 0 | 1401 | 0 | 169 | 0 | 0 | 1932.6 | 0 | 0 | -14715 | 7354 | 0 | 7195785 | 0 | 0 | 155363 | 120461 | 9894395 | 93121 | 0 | 0 | 11258822 | 0 | 0 | 0 | 0 | 4330419 | 0 | 0 | 33041004 | 4.9
MS_2029 | MS | 2029 | 39.3 | 1.6 | 1014.6 | 0 | 0 | 227 | 18.3 | 8166.8 | 624.3 | 0 | 0 | 1401 | 0 | 169 | 0 | 0 | 3191.9 | 0 | 0 | -10092 | 7354 | 0 | 7195785 | 0 | 0 | 273874 | 120461 | 8784734 | 153567 | 0 | 0 | 11258822 | 0 | 0 | 0 | 0 | 7107704 | 0 | 0 | 34892208 | 4.4
MS_2030 | MS | 2030 | 288.9 | 1.6 | 1014.6 | 0 | 0 | 315.2 | 18.3 | 8119.3 | 624.3 | 0 | 0 | 1401 | 0 | 169 | 0 | 0 | 5283.4 | 0 | 0 | -122653 | 7354 | 0 | 7195785 | 0 | 0 | 403285 | 120461 | 7518058 | 165278 | 0 | 0 | 11258822 | 0 | 0 | 0 | 0 | 11969220 | 0 | 0 | 38515609 | 4
MT_2022 | MT | 2022 | 200 | 3.2 | 0 | 1625 | 0 | 16.6 | 0 | 40 | 428.5 | 0 | 2845.4 | 0 | 0 | 52 | 0 | 0 | 177 | 0 | 1112.9 | -8929 | 14677 | 70080 | 0 | 10639074 | 0 | 17037 | 0 | 2160 | 621020 | 0 | 11699290 | 0 | 0 | 0 | 0 | 0 | 186398 | 0 | 3406987 | 26647794 | 12.3
MT_2023 | MT | 2023 | 200 | 3.2 | 0 | 1625 | 0 | 21.2 | 0 | 40 | 428.5 | 0 | 2850.2 | 0 | 0 | 52 | 0 | 0 | 327 | 0 | 2533.1 | -8927 | 14677 | 70080 | 0 | 5537120 | 0 | 16954 | 0 | 0 | 411997 | 0 | 12628201 | 0 | 0 | 0 | 0 | 0 | 530624 | 0 | 8467132 | 27667857 | 6.4
MT_2024 | MT | 2024 | 200 | 3.2 | 0 | 1613.7 | 0 | 25.8 | 0 | 40 | 54 | 0 | 2851.1 | 0 | 0 | 0 | 0 | 0 | 333.7 | 0 | 2609.8 | -10093 | 14677 | 70080 | 0 | 4965789 | 0 | 37871 | 0 | 4860 | 0 | 0 | 12633822 | 0 | 0 | 0 | 0 | 0 | 671016 | 0 | 9745383 | 28133404 | 5.5
MT_2025 | MT | 2025 | 200 | 3.2 | 7.8 | 135.5 | 0 | 34.1 | 11.5 | 40 | 54 | 0 | 2928.1 | 0 | 0 | 0 | 0 | 0 | 335.3 | 0 | 2652.8 | -9274 | 14677 | 70080 | 51259 | 101620 | 0 | 49575 | 75288 | 19605 | 0 | 0 | 12971740 | 0 | 0 | 0 | 0 | 0 | 651540 | 0 | 9820138 | 23816248 | 0.1
MT_2026 | MT | 2026 | 200 | 3.2 | 15.6 | 135.2 | 0 | 42.4 | 22.9 | 39.9 | 54 | 0 | 2929 | 0 | 0 | 0 | 0 | 0 | 334.5 | 0 | 3027.7 | -10856 | 14677 | 70080 | 102518 | 44142 | 0 | 58714 | 150576 | 28983 | 0 | 0 | 12976196 | 0 | 0 | 0 | 0 | 0 | 618344 | 0 | 11325605 | 25378979 | 0.1
MT_2027 | MT | 2027 | 200 | 3.2 | 23.4 | 134.9 | 0 | 58.6 | 34.4 | 39.9 | 54 | 0 | 2979.8 | 0 | 0 | 0 | 0 | 0 | 333.3 | 0 | 3071.7 | -11480 | 14677 | 70080 | 153777 | 27221 | 0 | 81440 | 225864 | 26073 | 0 | 0 | 13269334 | 0 | 0 | 0 | 0 | 0 | 554410 | 0 | 11482150 | 25893546 | 0.1
MT_2028 | MT | 2028 | 200 | 3.2 | 0 | 133.8 | 0 | 74.9 | 45.8 | 39.8 | 54 | 0 | 2981.6 | 0 | 0 | 0 | 0 | 0 | 332.3 | 0 | 3854.7 | -22097 | 13816 | 70080 | 0 | 0 | 0 | 106459 | 301151 | 674 | 0 | 0 | 13276966 | 0 | 0 | 0 | 0 | 0 | 652090 | 0 | 14943009 | 29342148 | 0
MT_2029 | MT | 2029 | 200 | 3.2 | 0 | 130.8 | 0 | 100.1 | 45.8 | 39.8 | 54 | 0 | 2982.5 | 0 | 0 | 0 | 0 | 0 | 332.6 | 0 | 4824.3 | -22694 | 12410 | 70080 | 0 | 0 | 0 | 131214 | 301151 | 709 | 0 | 0 | 13278927 | 0 | 0 | 0 | 0 | 0 | 644904 | 0 | 18161742 | 32578443 | 0
MT_2030 | MT | 2030 | 200 | 3.2 | 0 | 25.8 | 0 | 125.4 | 45.8 | 39.7 | 54 | 0 | 2983.4 | 0 | 0 | 0 | 0 | 0 | 332.4 | 0 | 6267.7 | -24827 | 11611 | 70080 | 0 | 0 | 0 | 162852 | 301151 | 0 | 0 | 0 | 13277702 | 0 | 0 | 0 | 0 | 0 | 616403 | 0 | 24679319 | 39094291 | 0
NC_2022 | NC | 2022 | 9.8 | 135.8 | 0 | 10096 | 0 | 582.7 | 0 | 5719 | 5939.3 | 0 | 2088.3 | 5149.6 | 0 | 273.7 | 86 | 0 | 6581.5 | 0 | 208 | -505 | 382740 | 0 | 0 | 53102218 | 0 | 876702 | 0 | 35630215 | 4692213 | 0 | 5517084 | 41572850 | 0 | 21463 | -26088 | 0 | 12797817 | 0 | 496349 | 155063058 | 68.8
NC_2023 | NC | 2023 | 9.8 | 135.8 | 0 | 9514 | 0 | 722.9 | 0 | 5719 | 5939.3 | 0 | 2088.3 | 5149.6 | 0 | 273.7 | 86 | 0 | 6681.5 | 0 | 208 | -484 | 395197 | 0 | 0 | 40984056 | 0 | 1087652 | 0 | 38331915 | 3894005 | 0 | 5516779 | 41572850 | 0 | 6859 | -22497 | 0 | 13638680 | 0 | 505266 | 145910277 | 56.3
NC_2024 | NC | 2024 | 9.8 | 135.8 | 0 | 9449.3 | 0 | 863.1 | 0 | 5719 | 6456.3 | 0 | 2089.4 | 5149.6 | 0 | 273.7 | 86 | 0 | 6686 | 0 | 208 | -501 | 386630 | 0 | 0 | 35641506 | 0 | 1298602 | 0 | 38455856 | 3656731 | 0 | 5518489 | 41572850 | 0 | 427 | -27518 | 0 | 13657540 | 0 | 505347 | 140665959 | 50.9
NC_2025 | NC | 2025 | 9.8 | 135.8 | 3.1 | 9365.4 | 0 | 1026 | 4.6 | 5714.9 | 6456.3 | 0 | 2090.5 | 5149.6 | 0 | 273.7 | 86 | 0 | 6687 | 0 | 208 | -507 | 382585 | 0 | 20504 | 33882944 | 0 | 1543747 | 30115 | 37754870 | 3708622 | 0 | 5519628 | 41572850 | 0 | 3081 | -29181 | 0 | 13561813 | 0 | 504005 | 138455076 | 48.9
NC_2026 | NC | 2026 | 14 | 135.8 | 6.2 | 8750.3 | 0 | 1188.9 | 9.2 | 5710.8 | 6456.3 | 0 | 2091.5 | 5149.6 | 0 | 273.7 | 86 | 0 | 7176.6 | 800 | 208 | -2106 | 382585 | 0 | 41007 | 30423050 | 0 | 1753413 | 60230 | 37090891 | 3477759 | 0 | 5521299 | 41572850 | 0 | 0 | -25692 | 0 | 14036537 | 1467217 | 502610 | 136301651 | 45
NC_2027 | NC | 2027 | 793.8 | 135.8 | 9.4 | 8160.6 | 0 | 1404.1 | 13.7 | 5701.2 | 6456.3 | 0 | 2122.7 | 5149.6 | 0 | 273.7 | 86 | 0 | 11608.4 | 1600 | 208 | -304390 | 382585 | 0 | 61511 | 23293008 | 0 | 1005804 | 90345 | 36174782 | 4772467 | 0 | 5613099 | 41572850 | 0 | 0 | -19462 | 0 | 21658841 | 4363416 | 501268 | 139166127 | 38.6
NC_2028 | NC | 2028 | 797 | 135.8 | 1836.1 | 5817.9 | 0 | 1619.4 | 18.3 | 5691.5 | 6456.3 | 0 | 2128.3 | 5149.6 | 0 | 273.7 | 86 | 0 | 11576.3 | 1600 | 208 | -185259 | 377086 | 0 | 12423463 | 3827797 | 0 | 2436691 | 120461 | 30489869 | 4067326 | 0 | 5630329 | 41572850 | 0 | 0 | -38003 | 0 | 24052458 | 5793160 | 499901 | 131068130 | 18.7
NC_2029 | NC | 2029 | 1328 | 135.8 | 1836.1 | 5735.4 | 0 | 1938.7 | 18.3 | 5685.8 | 6456.3 | 0 | 2133.9 | 5149.6 | 0 | 273.7 | 86 | 0 | 11717.5 | 3170 | 208 | -451508 | 377019 | 0 | 12423463 | 3961303 | 0 | 2917040 | 120461 | 28394992 | 3241870 | 0 | 5646697 | 41572850 | 0 | 0 | -35228 | 0 | 24126062 | 9357028 | 430376 | 132082425 | 17.5
NC_2030 | NC | 2030 | 3033 | 135.8 | 1836.1 | 5632.5 | 0 | 2258 | 18.3 | 5680 | 6456.3 | 0 | 2139.4 | 5149.6 | 0 | 97.7 | 86 | 0 | 15811.6 | 3837 | 5147.6 | -1069489 | 373277 | 0 | 12423463 | 3610591 | 0 | 3178606 | 120461 | 22208489 | 1851998 | 0 | 5664190 | 41572850 | 0 | 0 | -40124 | 0 | 32616357 | 10232525 | 16036090 | 148779284 | 14
ND_2022 | ND | 2022 | 0 | 0 | 0 | 2679 | 0 | 64.8 | 0 | 5.3 | 560.8 | 0 | 510 | 0 | 0 | 152.8 | 0 | 0 | 0 | 0 | 4577.9 | 0 | 0 | 7345155 | 0 | 18661446 | 0 | 90494 | 0 | 5659 | 927567 | 0 | 1960193 | 0 | 0 | 112226 | 0 | 0 | 0 | 0 | 15916959 | 45019699 | 22.6
ND_2023 | ND | 2023 | 0 | 0 | 0 | 2679 | 0 | 72.9 | 0 | 5.3 | 648.8 | 0 | 510 | 0 | 0 | 152.8 | 0 | 0 | 0 | 0 | 5513.8 | 0 | 0 | 7317975 | 0 | 13615297 | 0 | 101772 | 0 | 3773 | 609020 | 0 | 1960193 | 0 | 0 | 1708 | 0 | 0 | 0 | 0 | 20441471 | 44051209 | 16.4
ND_2024 | ND | 2024 | 0 | 0 | 0 | 2659 | 0 | 81 | 0 | 5.3 | 380.2 | 0 | 510 | 0 | 0 | 148.8 | 0 | 0 | 0 | 0 | 6628.5 | 0 | 0 | 7329720 | 0 | 10172791 | 0 | 113049 | 0 | 1609 | 343305 | 0 | 1960193 | 0 | 0 | 0 | 0 | 0 | 0 | 0 | 24696578 | 44617245 | 12.2
ND_2025 | ND | 2025 | 0 | 0 | 3.1 | 2633.1 | 0 | 91.9 | 4.6 | 5.3 | 380.2 | 0 | 559 | 0 | 0 | 148.8 | 0 | 0 | 55.8 | 0 | 8518.4 | 0 | 0 | 6753475 | 20504 | 7728262 | 0 | 128202 | 30115 | 0 | 230427 | 0 | 2148525 | 0 | 0 | 0 | 0 | 0 | 106991 | 0 | 32277167 | 49423668 | 9.2
ND_2026 | ND | 2026 | 0 | 0 | 6.2 | 2606.6 | 0 | 102.8 | 9.2 | 5.3 | 380.2 | 0 | 559 | 0 | 0 | 128.3 | 0 | 0 | 55.5 | 0 | 9445.4 | 0 | 0 | 6816700 | 41007 | 2972483 | 0 | 143442 | 60230 | 0 | 124773 | 0 | 2148525 | 0 | 0 | 0 | 0 | 0 | 106242 | 0 | 36569230 | 48982632 | 3.6
ND_2027 | ND | 2027 | 0 | 0 | 9.4 | 2168.7 | 0 | 118.3 | 13.7 | 5.3 | 380.2 | 0 | 559 | 0 | 0 | 128.3 | 0 | 0 | 55.1 | 0 | 9834.4 | 0 | 0 | 7986575 | 61511 | 1841386 | 0 | 164965 | 90345 | 0 | 141279 | 0 | 2147040 | 0 | 0 | 0 | 0 | 0 | 105493 | 0 | 38202634 | 50741229 | 2.3
ND_2028 | ND | 2028 | 0 | 0 | 0 | 2081.5 | 0 | 133.7 | 18.3 | 5.3 | 380.2 | 0 | 559 | 0 | 0 | 107.1 | 0 | 0 | 54.7 | 0 | 10667.1 | 0 | 0 | 8546105 | 0 | 1057895 | 0 | 186489 | 120461 | 0 | 153319 | 0 | 2145309 | 0 | 0 | 0 | 0 | 0 | 104755 | 0 | 41063024 | 53377357 | 1.3
ND_2029 | ND | 2029 | 0 | 0 | 0 | 2047 | 0 | 157.3 | 18.3 | 5.3 | 380.2 | 0 | 559 | 0 | 0 | 107.1 | 0 | 0 | 54.8 | 0 | 10997.1 | 0 | 0 | 9659520 | 0 | 657593 | 0 | 219268 | 120461 | 0 | 128874 | 0 | 2136179 | 0 | 0 | 0 | 0 | 0 | 104027 | 0 | 42468340 | 55494262 | 0.9
ND_2030 | ND | 2030 | 0 | 0 | 0 | 2003.9 | 0 | 180.8 | 18.3 | 5.3 | 380.2 | 0 | 559 | 0 | 0 | 103.1 | 0 | 0 | 54.8 | 0 | 11437.4 | 0 | 0 | 10187965 | 0 | 553363 | 0 | 252047 | 120461 | 0 | 57055 | 0 | 2122837 | 0 | 0 | 0 | 0 | 0 | 103300 | 0 | 44033198 | 57430224 | 0.7
NE_2022 | NE | 2022 | 0 | 11 | 0 | 3777.6 | 0 | 61.3 | 0 | 391.5 | 1259.8 | 0 | 280.9 | 770 | 0 | 707.8 | 0 | 0 | 27.7 | 0 | 3707.9 | 0 | 50438 | 0 | 0 | 20777033 | 0 | 30493 | 0 | 779285 | 753601 | 0 | 1186917 | 6150340 | 0 | 528329 | 0 | 0 | 10606 | 0 | 13583436 | 43850478 | 22.7
NE_2023 | NE | 2023 | 0 | 11 | 0 | 3777.6 | 0 | 67.6 | 0 | 391.5 | 1842.8 | 0 | 280.9 | 770 | 0 | 235.7 | 0 | 0 | 998.1 | 0 | 5979.8 | 0 | 50438 | 0 | 0 | 10781586 | 0 | 97368 | 0 | 539903 | 1618658 | 0 | 1186917 | 6150340 | 0 | 55812 | 0 | 0 | 2430100 | 0 | 23813740 | 46724862 | 12.2
NE_2024 | NE | 2024 | 0 | 11 | 0 | 3777.6 | 0 | 74 | 0 | 391.5 | 1724.5 | 0 | 281.4 | 770 | 0 | 226.5 | 0 | 0 | 1203.9 | 0 | 6688.8 | 0 | 50438 | 0 | 0 | 8390375 | 0 | 92400 | 0 | 347626 | 1016167 | 0 | 1189044 | 6150340 | 0 | 3783 | 0 | 0 | 2773811 | 0 | 26324435 | 46338421 | 9.3
NE_2025 | NE | 2025 | 3 | 11 | 4.7 | 3777.6 | 0 | 83.4 | 6.9 | 391.2 | 1722.9 | 0 | 282 | 770 | 0 | 225.2 | 0 | 0 | 2402.8 | 0 | 8100.6 | -451 | 48932 | 0 | 30755 | 8732374 | 0 | 81572 | 45173 | 249999 | 1056360 | 0 | 1191000 | 6150340 | 0 | 0 | 0 | 0 | 5441120 | 0 | 31925978 | 54953151 | 9.6
NE_2026 | NE | 2026 | 16.8 | 11 | 9.4 | 3777.6 | 0 | 92.7 | 13.7 | 391 | 1718.2 | 0 | 282.5 | 770 | 0 | 225.2 | 0 | 0 | 2390.8 | 0 | 8137.1 | -2402 | 47527 | 0 | 61511 | 7885511 | 0 | 63261 | 90345 | 139290 | 1041867 | 0 | 1193260 | 6150340 | 0 | 0 | 0 | 0 | 5394847 | 0 | 31571540 | 53636897 | 8.7
NE_2027 | NE | 2027 | 169.4 | 11 | 14 | 3777.6 | 0 | 110 | 20.6 | 390.3 | 1570.8 | 0 | 294 | 770 | 0 | 225.2 | 0 | 0 | 2373.4 | 0 | 8130.9 | -31065 | 46690 | 0 | 92266 | 6537577 | 0 | 50167 | 135518 | 93446 | 861921 | 0 | 1245902 | 5998652 | 0 | 0 | 0 | 0 | 5342407 | 0 | 30993368 | 51366849 | 7.2
NE_2028 | NE | 2028 | 204.1 | 11 | 0 | 3756.6 | 0 | 127.4 | 27.5 | 389.7 | 1557.6 | 0 | 294.5 | 770 | 0 | 225.2 | 0 | 0 | 2357.5 | 0 | 8119.9 | -47834 | 40803 | 0 | 0 | 5029965 | 0 | 159147 | 180691 | 60534 | 1097354 | 0 | 1248296 | 5287309 | 0 | 0 | 0 | 0 | 5338782 | 0 | 31944445 | 50339492 | 5.8
NE_2029 | NE | 2029 | 393.9 | 11 | 0 | 3756.6 | 0 | 156.9 | 27.5 | 389.3 | 1549.8 | 0 | 295.1 | 770 | 0 | 225.2 | 0 | 0 | 2362.6 | 0 | 8251 | -64420 | 38706 | 0 | 0 | 4459427 | 0 | 183862 | 180691 | 56789 | 913371 | 0 | 1250385 | 4994086 | 0 | 0 | 0 | 0 | 5299670 | 0 | 31797576 | 49110142 | 5.1
NE_2030 | NE | 2030 | 393.9 | 11 | 0 | 3756.6 | 0 | 186.4 | 27.5 | 388.9 | 1439.9 | 0 | 295.6 | 770 | 0 | 46.4 | 0 | 0 | 2984.2 | 0 | 9645.9 | -91133 | 36520 | 0 | 0 | 4180480 | 0 | 216820 | 180691 | 56176 | 881549 | 0 | 1252563 | 4981157 | 0 | 0 | 0 | 0 | 6833245 | 0 | 36221050 | 54749117 | 4.8
NH_2022 | NH | 2022 | 0.6 | 233.1 | 0 | 486 | 0 | 146.7 | 0 | 1238.5 | 0 | 0 | 506.5 | 1247.8 | 0 | 482.3 | 0 | 0 | 112.4 | 0 | 211.9 | -214 | 568095 | 0 | 0 | 1060325 | 0 | 198659 | 0 | 1322470 | 0 | 0 | 1428061 | 9976364 | 0 | 0 | 0 | 0 | 116267 | 0 | 592916 | 15262943 | 1.8
NH_2023 | NH | 2023 | 0.6 | 233.1 | 0 | 486 | 0 | 173 | 0 | 1238.5 | 0 | 0 | 506.5 | 1247.8 | 0 | 482.3 | 0 | 0 | 132.4 | 0 | 1517.6 | -26 | 163120 | 0 | 0 | 390949 | 0 | 232496 | 0 | 624599 | 0 | 0 | 1428061 | 9976364 | 0 | 0 | 0 | 0 | 249655 | 0 | 5533581 | 18598799 | 0.7
NH_2024 | NH | 2024 | 0.6 | 233.1 | 0 | 435.2 | 0 | 199.2 | 0 | 1238.5 | 0 | 0 | 507.4 | 1247.8 | 0 | 278.8 | 0 | 0 | 133.3 | 0 | 1797.6 | -26 | 130614 | 0 | 0 | 364336 | 0 | 267752 | 0 | 1316370 | 0 | 0 | 1430540 | 9976364 | 0 | 0 | 0 | 0 | 247897 | 0 | 6582512 | 20316361 | 1
NH_2025 | NH | 2025 | 0.6 | 233.1 | 1.6 | 403.6 | 0 | 229.3 | 2.3 | 1237.6 | 0 | 0 | 508.4 | 1247.8 | 0 | 278.8 | 0 | 0 | 133.5 | 0 | 1806.1 | -18 | 297530 | 0 | 10252 | 213315 | 0 | 311377 | 15058 | 900522 | 0 | 0 | 1433019 | 9976364 | 0 | 0 | 0 | 0 | 248600 | 0 | 6591695 | 19997715 | 0.6
NH_2026 | NH | 2026 | 0.6 | 233.1 | 3.1 | 321.6 | 0 | 259.4 | 4.6 | 1236.7 | 0 | 0 | 509.3 | 1247.8 | 0 | 278.8 | 0 | 0 | 133.4 | 0 | 2657.4 | -19 | 297530 | 0 | 20504 | 170134 | 0 | 352244 | 30115 | 791717 | 0 | 0 | 1435499 | 9976364 | 0 | 0 | 0 | 0 | 246872 | 0 | 9908860 | 23229818 | 0.5
NH_2027 | NH | 2027 | 0.6 | 233.1 | 4.7 | 317.8 | 0 | 294.7 | 6.9 | 1234.6 | 0 | 0 | 510.2 | 1247.8 | 0 | 278.8 | 0 | 0 | 133.2 | 0 | 2660.1 | -19 | 256864 | 0 | 30755 | 168505 | 0 | 400210 | 45173 | 617259 | 0 | 0 | 1437978 | 9976364 | 0 | 0 | 0 | 0 | 245147 | 0 | 9916832 | 23095069 | 0.5
NH_2028 | NH | 2028 | 7.5 | 233.1 | 0 | 305 | 0 | 330 | 9.2 | 1232.6 | 0 | 0 | 511.2 | 1247.8 | 0 | 278.8 | 0 | 0 | 133.1 | 0 | 2648.2 | -1226 | 153103 | 0 | 0 | 160328 | 0 | 448176 | 60230 | 575753 | 0 | 0 | 1440457 | 9976364 | 0 | 0 | 0 | 0 | 243422 | 0 | 9905983 | 22962591 | 0.4
NH_2029 | NH | 2029 | 81.4 | 233.1 | 0 | 299.9 | 0 | 376.4 | 9.2 | 1231.3 | 0 | 0 | 512.1 | 1247.8 | 0 | 278.8 | 0 | 0 | 133.1 | 0 | 2653.4 | -14353 | 107396 | 0 | 0 | 154162 | 0 | 511204 | 60230 | 227736 | 0 | 0 | 1442936 | 9976364 | 0 | 0 | 0 | 0 | 241719 | 0 | 9898397 | 22605792 | 0.3
NH_2030 | NH | 2030 | 171 | 190 | 0 | 293.6 | 0 | 422.8 | 9.2 | 1230.1 | 0 | 0 | 513 | 1247.8 | 0 | 210.7 | 0 | 0 | 133.1 | 0 | 2745.4 | -33979 | 106180 | 0 | 0 | 145358 | 0 | 574233 | 60230 | 0 | 0 | 0 | 1445415 | 9976364 | 0 | 0 | 0 | 0 | 240041 | 0 | 10282117 | 22795959 | 0.2
NJ_2022 | NJ | 2022 | 911.1 | 156.3 | 0 | 463 | 0 | 2377.8 | 0 | 8571.4 | 2865.6 | 0 | 12.3 | 3456.7 | 0 | 23.3 | 420 | 0 | 1852 | 0 | 90.1 | -193927 | 717338 | 0 | 0 | 0 | 0 | 3327673 | 0 | 40566835 | 2373953 | 0 | 16563 | 27672408 | 0 | 35921 | -97580 | 0 | 2836078 | 0 | 239240 | 77494503 | 17.5
NJ_2023 | NJ | 2023 | 1066.7 | 156.3 | 0 | 463 | 0 | 2577.1 | 0 | 8571.4 | 2865.6 | 0 | 12.3 | 3456.7 | 0 | 23.3 | 420 | 0 | 1852 | 0 | 90.1 | -46871 | 717338 | 0 | 0 | 0 | 0 | 3610025 | 0 | 39208450 | 1098028 | 0 | 16563 | 27672408 | 0 | 26042 | -137632 | 0 | 3673974 | 0 | 286069 | 76124395 | 16.1
NJ_2024 | NJ | 2024 | 1222.2 | 156.3 | 0 | 217.4 | 0 | 2776.4 | 0 | 8571.4 | 1691 | 0 | 12.3 | 3456.7 | 0 | 0 | 420 | 0 | 1852 | 1100 | 90.1 | -83364 | 717338 | 0 | 0 | 0 | 0 | 3889169 | 0 | 40466893 | 488808 | 0 | 16593 | 27672408 | 0 | 0 | -164793 | 0 | 3106126 | 2371704 | 285339 | 78766221 | 16.2
NJ_2025 | NJ | 2025 | 1377.8 | 156.3 | 1.6 | 215.2 | 0 | 3005.4 | 2.3 | 8565.2 | 1691 | 0 | 12.3 | 3456.7 | 0 | 0 | 420 | 0 | 1852 | 1100 | 90.1 | -60207 | 717338 | 0 | 10252 | 0 | 0 | 4210019 | 15058 | 37829098 | 547384 | 0 | 16623 | 27672408 | 0 | 0 | -175567 | 0 | 3622608 | 3865034 | 284610 | 78554657 | 15.1
NJ_2026 | NJ | 2026 | 1533.3 | 156.3 | 3.1 | 213.1 | 0 | 3234.5 | 4.6 | 8559.1 | 1691 | 0 | 12.4 | 3456.7 | 0 | 0 | 420 | 0 | 1852 | 1100 | 90.1 | -66251 | 717338 | 0 | 20504 | 0 | 0 | 4530869 | 30115 | 37937777 | 898658 | 0 | 16653 | 27672408 | 0 | 0 | -183159 | 0 | 3597374 | 3854570 | 283880 | 79310736 | 15.3
NJ_2027 | NJ | 2027 | 1688.9 | 156.3 | 4.7 | 210.6 | 0 | 3509.8 | 6.9 | 8544.7 | 1541 | 0 | 12.4 | 3456.7 | 0 | 0 | 420 | 0 | 1852 | 2610 | 90.1 | -129101 | 717338 | 0 | 30755 | 0 | 0 | 4916602 | 45173 | 38877363 | 1029155 | 0 | 16683 | 27672408 | 0 | 0 | -205526 | 0 | 2972625 | 7074742 | 279853 | 83298071 | 15.8
NJ_2028 | NJ | 2028 | 2106 | 156.3 | 0 | 202.1 | 0 | 3785.2 | 9.2 | 8530.2 | 1414.2 | 0 | 12.4 | 3456.7 | 0 | 0 | 420 | 0 | 1852 | 3758 | 90.1 | -333493 | 717338 | 0 | 0 | 0 | 0 | 5302335 | 60230 | 35515993 | 1693819 | 0 | 16713 | 27672408 | 0 | 0 | -146140 | 0 | 3258853 | 12231651 | 278986 | 86268694 | 14.8
NJ_2029 | NJ | 2029 | 2106 | 156.3 | 0 | 198.7 | 0 | 4106.8 | 9.2 | 8332.8 | 1350.5 | 0 | 12.4 | 3456.7 | 0 | 0 | 420 | 0 | 1852 | 3758 | 90.1 | -255658 | 717338 | 0 | 0 | 0 | 0 | 5752824 | 60230 | 34020606 | 1826304 | 0 | 16743 | 27672408 | 0 | 0 | -140773 | 0 | 3522288 | 13433174 | 281699 | 86907185 | 14.2
NJ_2030 | NJ | 2030 | 2106 | 156.3 | 0 | 194.6 | 0 | 4428.4 | 9.2 | 8121.6 | 1350.5 | 0 | 12.5 | 3456.7 | 0 | 0 | 420 | 0 | 1852 | 3758 | 90.1 | -288715 | 714611 | 0 | 0 | 0 | 0 | 6203313 | 60230 | 28922146 | 2241664 | 0 | 16773 | 27672408 | 0 | 0 | -120832 | 0 | 3497787 | 13396655 | 281016 | 82597056 | 12.3
NM_2022 | NM | 2022 | 2.8 | 5.4 | 0 | 1540 | 0 | 253.4 | 0 | 1433.7 | 981.3 | 8.6 | 82.7 | 0 | 0 | 647 | 0 | 0 | 955.3 | 0 | 4409.4 | -303 | 14646 | 0 | 0 | 10921872 | 0 | 477181 | 0 | 4518359 | 203558 | 64046 | 160099 | 0 | 0 | 0 | 0 | 0 | 1935682 | 0 | 14340503 | 32635643 | 13
NM_2023 | NM | 2023 | 2.8 | 5.4 | 0 | 1540 | 0 | 313.2 | 0 | 1433.7 | 981.3 | 8.6 | 82.7 | 0 | 0 | 647 | 0 | 0 | 1917.6 | 0 | 4409.4 | -324 | 14646 | 0 | 0 | 10104821 | 0 | 604118 | 0 | 3873429 | 193159 | 64046 | 160099 | 0 | 0 | 48252 | 0 | 0 | 5279449 | 0 | 15721374 | 36063068 | 11.9
NM_2024 | NM | 2024 | 2.8 | 5.4 | 0 | 1528.5 | 0 | 373 | 0 | 1433.7 | 510.5 | 8.6 | 82.9 | 0 | 0 | 312 | 0 | 0 | 1960.8 | 0 | 4842.2 | -330 | 14646 | 0 | 0 | 9070061 | 0 | 680797 | 0 | 2905428 | 64973 | 64046 | 160378 | 0 | 0 | 30783 | 0 | 0 | 4840782 | 0 | 17133764 | 34965327 | 10.4
NM_2025 | NM | 2025 | 2.8 | 5.4 | 3.1 | 1513.6 | 0 | 454.1 | 4.6 | 1432.7 | 500.5 | 8.6 | 83 | 0 | 0 | 129 | 0 | 0 | 2648.4 | 0 | 6675.3 | -329 | 14646 | 0 | 20504 | 7276211 | 0 | 839935 | 30115 | 1583361 | 166745 | 64046 | 160657 | 0 | 0 | 0 | 0 | 0 | 6556850 | 0 | 23878497 | 40591238 | 8
NM_2026 | NM | 2026 | 2.8 | 5.4 | 6.2 | 1498.4 | 0 | 535.3 | 9.2 | 1431.6 | 500.5 | 8.6 | 83.2 | 0 | 0 | 129 | 0 | 0 | 2995.3 | 0 | 7612.9 | -388 | 14646 | 0 | 41007 | 6551514 | 0 | 912895 | 60230 | 1410963 | 200318 | 64046 | 160936 | 0 | 0 | 8143 | 0 | 0 | 7442255 | 0 | 27575905 | 44442468 | 7.3
NM_2027 | NM | 2027 | 12.8 | 5.4 | 9.4 | 1480.6 | 0 | 640.5 | 13.7 | 1429.2 | 500.5 | 8.6 | 83.3 | 0 | 0 | 129 | 0 | 0 | 2988 | 0 | 7678 | -3192 | 14646 | 0 | 61511 | 5642106 | 0 | 1195350 | 90345 | 1036264 | 213906 | 64046 | 161215 | 0 | 0 | 38993 | 0 | 0 | 7719863 | 0 | 27852710 | 44087763 | 6.2
NM_2028 | NM | 2028 | 19.3 | 5.4 | 0 | 1421.1 | 0 | 745.6 | 18.3 | 1426.8 | 500.5 | 8.6 | 83.5 | 0 | 0 | 17 | 0 | 0 | 2974.3 | 0 | 10740.7 | -5077 | 12639 | 0 | 0 | 236703 | 0 | 1073930 | 120461 | 857919 | 150728 | 64046 | 161494 | 0 | 0 | 10606 | 0 | 0 | 7546155 | 0 | 39678438 | 49908039 | 0.7
NM_2029 | NM | 2029 | 344.2 | 5.4 | 0 | 1397.5 | 0 | 831.1 | 18.3 | 1425.4 | 500.5 | 8.6 | 83.6 | 0 | 0 | 17 | 0 | 0 | 3317.7 | 0 | 11196.1 | -128926 | 12639 | 0 | 0 | 0 | 0 | 1131787 | 120461 | 486004 | 150664 | 64046 | 161773 | 0 | 0 | 11410 | 0 | 0 | 8407914 | 0 | 40623249 | 51041020 | 0.3
NM_2030 | NM | 2030 | 344.2 | 5.4 | 0 | 1368.1 | 0 | 916.5 | 18.3 | 1423.9 | 500.5 | 8.6 | 83.8 | 0 | 0 | 17 | 0 | 0 | 3314.9 | 0 | 11320 | -113141 | 12050 | 0 | 0 | 0 | 0 | 1329848 | 120461 | 361052 | 138366 | 64046 | 162052 | 0 | 0 | 14654 | 0 | 0 | 8400054 | 0 | 39948006 | 50437448 | 0.3
NV_2022 | NV | 2022 | 200 | 9.8 | 0 | 740.4 | 110 | 439.6 | 0 | 5451.5 | 1177.6 | 672.9 | 1051.7 | 0 | 0 | 340 | 0 | 0 | 2917.6 | 0 | 150 | -9011 | 45042 | 0 | 0 | 4768915 | 303340 | 847942 | 0 | 23907039 | 188224 | 2106801 | 2154841 | 0 | 0 | 454748 | 0 | 0 | 7528369 | 0 | 403346 | 42699598 | 15.7
NV_2023 | NV | 2023 | 200 | 9.8 | 0 | 740.4 | 110 | 489.9 | 0 | 5272.9 | 1177.6 | 672.9 | 1051.7 | 0 | 0 | 334 | 0 | 0 | 3726.6 | 0 | 150 | -21020 | 45042 | 0 | 0 | 2481645 | 279124 | 869627 | 0 | 20226572 | 477213 | 2106801 | 2154704 | 0 | 0 | 469974 | 0 | 0 | 8740847 | 0 | 402269 | 38232799 | 11.7
NV_2024 | NV | 2024 | 400 | 9.8 | 0 | 472.4 | 110 | 540.2 | 0 | 6933.8 | 1177.6 | 672.9 | 1051.7 | 0 | 0 | 334 | 0 | 0 | 3771.8 | 0 | 150 | -37855 | 45042 | 0 | 0 | 1210708 | 303340 | 1044614 | 0 | 27595874 | 58159 | 2106801 | 2154938 | 0 | 0 | 307880 | 0 | 0 | 9697046 | 0 | 401191 | 44887740 | 12.1
NV_2025 | NV | 2025 | 418.7 | 9.8 | 3.1 | 218.4 | 110 | 603.6 | 4.6 | 7268.6 | 1177.6 | 672.9 | 1051.7 | 0 | 0 | 334 | 0 | 0 | 3787.1 | 0 | 150 | -77244 | 45042 | 0 | 20504 | 1122716 | 295052 | 1167599 | 30115 | 27459272 | 0 | 2106801 | 2155034 | 0 | 0 | 318699 | 0 | 0 | 9646833 | 0 | 400114 | 44690537 | 11.8
NV_2026 | NV | 2026 | 600 | 9.8 | 6.2 | 218.4 | 110 | 667.1 | 9.2 | 7263.3 | 1177.6 | 672.9 | 1051.8 | 0 | 0 | 334 | 0 | 0 | 4052.3 | 0 | 150 | -135457 | 45042 | 0 | 41007 | 994444 | 303340 | 1277769 | 60230 | 25975996 | 309645 | 2106801 | 2155131 | 0 | 0 | 324295 | 0 | 0 | 10129004 | 0 | 398893 | 43986142 | 11.3
NV_2027 | NV | 2027 | 636.7 | 9.8 | 9.4 | 218.4 | 110 | 740.9 | 13.7 | 6802.5 | 1177.6 | 672.9 | 1051.8 | 0 | 0 | 334 | 0 | 0 | 4121.1 | 0 | 150 | -135820 | 45042 | 0 | 61511 | 779758 | 302773 | 1433258 | 90345 | 24510289 | 124810 | 2106801 | 2155227 | 0 | 0 | 307811 | 0 | 0 | 10408016 | 0 | 397959 | 42587780 | 10.3
NV_2028 | NV | 2028 | 874.5 | 9.8 | 0 | 218.4 | 110 | 814.7 | 18.3 | 6791 | 1122.6 | 672.9 | 1051.8 | 0 | 0 | 108 | 0 | 0 | 4559.7 | 0 | 150 | -215204 | 45042 | 0 | 0 | 227321 | 303340 | 1575932 | 120461 | 18719839 | 0 | 2106801 | 2152865 | 0 | 0 | 98931 | 0 | 0 | 11557619 | 0 | 374842 | 37067788 | 7.3
NV_2029 | NV | 2029 | 2080.3 | 9.8 | 0 | 218.4 | 110 | 909.7 | 18.3 | 6784.2 | 1122.6 | 672.9 | 1051.8 | 0 | 0 | 108 | 0 | 0 | 6038.2 | 0 | 150 | -554897 | 41988 | 0 | 0 | 554550 | 236539 | 1690508 | 120461 | 17444998 | 0 | 2106801 | 2152961 | 0 | 0 | 94094 | 0 | 0 | 14993307 | 0 | 302028 | 39183337 | 7.1
NV_2030 | NV | 2030 | 2231.6 | 9.8 | 0 | 218.4 | 110 | 1004.6 | 18.3 | 6777.3 | 1122.6 | 672.9 | 1051.9 | 0 | 0 | 108 | 0 | 0 | 6300.7 | 0 | 150 | -576276 | 41988 | 0 | 0 | 367683 | 303340 | 1823929 | 120461 | 12714411 | 0 | 2106801 | 2147912 | 0 | 0 | 0 | 0 | 0 | 16398727 | 0 | 325459 | 35774435 | 5
NY_2022 | NY | 2022 | 1000 | 375.6 | 0 | 445 | 0 | 1646.5 | 0 | 10392.9 | 2996.2 | 0 | 4550.6 | 3203 | 0 | 12192.4 | 1427.1 | 0 | 1358.9 | 0 | 2325.7 | -167552 | 1499949 | 13224535 | 0 | 1047367 | 0 | 2200933 | 0 | 38081833 | 1574803 | 0 | 26833708 | 26308076 | 0 | 6408325 | -474657 | 0 | 2011985 | 0 | 6908504 | 125457807 | 21.5
NY_2023 | NY | 2023 | 1807.5 | 394.6 | 0 | 445 | 0 | 1773.1 | 0 | 10392.9 | 3010.8 | 0 | 4550.6 | 3203 | 0 | 12175.6 | 1427.1 | 0 | 2298.9 | 130 | 3056.4 | -386025 | 1603396 | 12282627 | 0 | 910660 | 0 | 2370679 | 0 | 35410939 | 1582476 | 0 | 26833708 | 26308076 | 0 | 6399495 | -304126 | 0 | 3415966 | 329410 | 8425223 | 125182504 | 20
NY_2024 | NY | 2024 | 1857.5 | 394.6 | 0 | 441.7 | 0 | 1899.7 | 0 | 10392.9 | 2727.7 | 0 | 4556.7 | 3203 | 0 | 11337.5 | 1427.1 | 0 | 2341.6 | 130 | 3500 | -195229 | 1585308 | 13743268 | 0 | 853042 | 0 | 2540425 | 0 | 35363575 | 1433679 | 0 | 26866100 | 26308076 | 0 | 5958978 | -447839 | 0 | 3903867 | 475910 | 10861461 | 129250621 | 19.5
NY_2025 | NY | 2025 | 1899.5 | 394.6 | 3.1 | 437.4 | 0 | 2050.5 | 4.6 | 10385.4 | 2426.9 | 0 | 4683.2 | 3203 | 0 | 10414.8 | 1427.1 | 0 | 2351.3 | 1056 | 4112.9 | -181882 | 1509935 | 21295567 | 20504 | 813454 | 0 | 2742651 | 30115 | 33826121 | 1275570 | 0 | 27698237 | 26308076 | 0 | 5474028 | -376784 | 0 | 4073674 | 3553065 | 13775816 | 141838148 | 18.1
NY_2026 | NY | 2026 | 2000 | 394.6 | 6.2 | 433 | 0 | 2201.3 | 9.2 | 10377.9 | 1986.3 | 0 | 4689.3 | 3203 | 0 | 10250.6 | 1427.1 | 0 | 2346.3 | 3088 | 4117 | -230674 | 1509935 | 22649173 | 41007 | 629848 | 0 | 2944878 | 60230 | 33229411 | 1043991 | 0 | 27730629 | 26308076 | 0 | 5387741 | -349400 | 0 | 4219460 | 8238007 | 13835222 | 147247535 | 17.7
NY_2027 | NY | 2027 | 2250 | 394.6 | 9.4 | 427.8 | 0 | 2421 | 13.7 | 10360.4 | 1666.7 | 0 | 4765.1 | 3203 | 0 | 10250.6 | 1427.1 | 0 | 2492.2 | 3088 | 4462.7 | -319784 | 1509935 | 23317633 | 61511 | 718720 | 0 | 3239659 | 90345 | 32489525 | 876009 | 0 | 28170399 | 26308076 | 0 | 5387741 | -272925 | 0 | 4301749 | 11051803 | 15178026 | 152108424 | 17.4
NY_2028 | NY | 2028 | 2571.5 | 394.6 | 0 | 410.6 | 0 | 2640.6 | 18.3 | 10343 | 1666.7 | 0 | 4777.3 | 3203 | 0 | 10250.6 | 1427.1 | 0 | 2484.6 | 4318 | 4452.3 | -351828 | 1509935 | 25208100 | 0 | 215873 | 0 | 3534441 | 120461 | 29037477 | 876009 | 0 | 28237164 | 26308076 | 0 | 5387741 | -431919 | 0 | 4480354 | 15581499 | 15254668 | 154968051 | 15.4
NY_2029 | NY | 2029 | 3214.9 | 394.6 | 0 | 403.8 | 0 | 2976.3 | 18.3 | 10332.6 | 1661.2 | 0 | 4795.2 | 3203 | 0 | 10250.6 | 1427.1 | 0 | 4572.1 | 4318 | 5753.2 | -752024 | 1532704 | 23515845 | 0 | 207570 | 0 | 3984316 | 120461 | 25237112 | 873119 | 0 | 28335995 | 26308076 | 0 | 5387741 | -369823 | 0 | 7866748 | 15198370 | 19061181 | 156507389 | 13.9
NY_2030 | NY | 2030 | 3928.5 | 394.6 | 0 | 328.7 | 0 | 3311.9 | 18.3 | 10322 | 1649.6 | 0 | 4813.2 | 3203 | 0 | 9634.8 | 1427.1 | 0 | 6529.6 | 4318 | 7053.6 | -1013110 | 1552743 | 24763703 | 0 | 162730 | 0 | 4434190 | 120461 | 23335952 | 867022 | 0 | 28434834 | 26308076 | 0 | 5064033 | -324688 | 0 | 11679344 | 15254045 | 23523155 | 164162490 | 13.3
OH_2022 | OH | 2022 | 53 | 96.9 | 0 | 10093.5 | 0 | 181.3 | 0 | 11076.2 | 5610.7 | 0 | 101.9 | 2134 | 0 | 527.8 | 0 | 0 | 1280.5 | 0 | 1063.8 | -5015 | 414687 | 0 | 0 | 34498671 | 0 | 239397 | 0 | 73443216 | 1199534 | 0 | 328149 | 17154895 | 0 | 352459 | 0 | 0 | 1873017 | 0 | 2994784 | 132493794 | 63.4
OH_2023 | OH | 2023 | 55 | 96.9 | 0 | 10093.5 | 0 | 223.2 | 0 | 11076.2 | 5585.4 | 0 | 101.9 | 2134 | 0 | 426.9 | 0 | 0 | 2217.5 | 0 | 1063.8 | -5800 | 402593 | 0 | 0 | 33301772 | 0 | 272966 | 0 | 80015902 | 1826114 | 0 | 328149 | 17154895 | 0 | 307767 | 0 | 0 | 3712287 | 0 | 2887124 | 140203770 | 65
OH_2024 | OH | 2024 | 55 | 96.9 | 0 | 10019.1 | 0 | 265.2 | 0 | 11076.2 | 5480.5 | 0 | 102.1 | 2134 | 0 | 426.9 | 0 | 0 | 2259.6 | 21 | 1063.8 | -4995 | 402593 | 0 | 0 | 31331783 | 0 | 350157 | 0 | 81752780 | 1418337 | 0 | 328742 | 17154895 | 0 | 133711 | 0 | 0 | 4590389 | 31562 | 2978735 | 140468689 | 63.2
OH_2025 | OH | 2025 | 134.9 | 96.9 | 6.2 | 9922.6 | 0 | 333.6 | 9.2 | 11068.2 | 5380.8 | 0 | 102.3 | 2134 | 0 | 426.9 | 0 | 0 | 2269.3 | 21 | 1063.8 | -8388 | 402522 | 0 | 41007 | 30463061 | 0 | 440530 | 60230 | 78563927 | 1378101 | 0 | 329336 | 17154895 | 0 | 94635 | 0 | 0 | 4558213 | 68816 | 2970771 | 136517657 | 61
OH_2026 | OH | 2026 | 134.9 | 96.9 | 12.5 | 9804 | 0 | 402.1 | 18.3 | 11060.3 | 5352.8 | 0 | 102.5 | 2134 | 0 | 426.9 | 0 | 0 | 2264.3 | 21 | 1063.8 | -11319 | 402522 | 0 | 82014 | 29593612 | 0 | 530903 | 120461 | 78842484 | 1688408 | 0 | 329929 | 17154895 | 0 | 78199 | 0 | 0 | 4526395 | 68630 | 2962802 | 136369935 | 60.3
OH_2027 | OH | 2027 | 213.9 | 96.9 | 18.7 | 7453.9 | 0 | 510.5 | 27.5 | 11242.9 | 5352.8 | 0 | 102.7 | 2134 | 0 | 426.9 | 0 | 0 | 2258.4 | 21 | 1063.8 | -15409 | 402522 | 0 | 123022 | 20552485 | 0 | 673996 | 180691 | 79839084 | 2954690 | 0 | 330522 | 17154895 | 0 | 19190 | 0 | 0 | 4496649 | 68444 | 2954841 | 129735620 | 52.4
OH_2028 | OH | 2028 | 2712 | 96.9 | 0 | 7158.5 | 0 | 618.8 | 36.6 | 11223.9 | 5352.8 | 0 | 102.9 | 2134 | 0 | 426.9 | 0 | 0 | 3832.2 | 21 | 1063.8 | -591895 | 405404 | 0 | 0 | 12029402 | 0 | 547708 | 240921 | 72974551 | 4367848 | 0 | 331116 | 17154895 | 0 | 19190 | 0 | 0 | 7376170 | 31527 | 2822357 | 117709196 | 41.9
OH_2029 | OH | 2029 | 2745.4 | 96.9 | 0 | 7041.5 | 0 | 792 | 36.6 | 11212.7 | 5352.8 | 0 | 103.1 | 2134 | 0 | 426.9 | 0 | 0 | 3890.7 | 21 | 1063.8 | -630587 | 406485 | 0 | 0 | 8165131 | 0 | 1045740 | 240921 | 71245172 | 4291495 | 0 | 331709 | 17154895 | 0 | 0 | 0 | 0 | 7910649 | 68078 | 2938969 | 113168658 | 37.2
OH_2030 | OH | 2030 | 3455.4 | 96.9 | 0 | 5470.6 | 0 | 965.1 | 36.6 | 11201.1 | 5553.4 | 0 | 103.3 | 2134 | 0 | 253.7 | 0 | 0 | 5140.9 | 21 | 1063.8 | -841643 | 402257 | 0 | 0 | 3547943 | 0 | 1242317 | 240921 | 64956555 | 5603828 | 0 | 332302 | 17154895 | 0 | 0 | 0 | 0 | 10406085 | 67892 | 2485035 | 105598388 | 30.7
OK_2022 | OK | 2022 | 10 | 5.6 | 0 | 3255 | 0 | 40.5 | 0 | 7334.8 | 1687.4 | 0 | 849.8 | 0 | 0 | 5702.3 | 258 | 0 | 45.5 | 0 | 11917.9 | -1437 | 25738 | 0 | 0 | 12170665 | 0 | 46592 | 0 | 19553475 | 2237381 | 0 | 2174456 | 0 | 0 | 5300379 | -122835 | 0 | 107676 | 0 | 41772960 | 83265050 | 27.2
OK_2023 | OK | 2023 | 10 | 5.6 | 0 | 3255 | 0 | 74.7 | 0 | 7334.8 | 1687.4 | 0 | 849.8 | 0 | 0 | 5534.3 | 258 | 0 | 596.5 | 0 | 14025.2 | -1475 | 25738 | 0 | 0 | 7396313 | 0 | 114279 | 0 | 18026916 | 2451830 | 0 | 2174456 | 0 | 0 | 4794670 | -125630 | 0 | 1520694 | 0 | 53804153 | 90181943 | 20.7
OK_2024 | OK | 2024 | 10 | 5.6 | 0 | 3237.8 | 0 | 108.8 | 0 | 7334.8 | 1093.7 | 0 | 850.5 | 0 | 0 | 2892.2 | 258 | 0 | 1775.8 | 0 | 16350.1 | -1475 | 25738 | 0 | 0 | 3734703 | 0 | 169002 | 0 | 17815257 | 1881393 | 0 | 2176421 | 0 | 0 | 3051328 | -122215 | 0 | 4260819 | 0 | 63298613 | 96289584 | 14.8
OK_2025 | OK | 2025 | 13.2 | 5.6 | 4.7 | 3215.4 | 0 | 174.8 | 6.9 | 7329.5 | 1093.7 | 0 | 851.1 | 0 | 0 | 2892.2 | 258 | 0 | 1793 | 0 | 17529.4 | -2581 | 25738 | 0 | 30755 | 2016352 | 0 | 244368 | 45173 | 13535840 | 1789333 | 0 | 2176520 | 0 | 0 | 2917732 | -120928 | 0 | 4266040 | 0 | 67605696 | 94530039 | 10.9
OK_2026 | OK | 2026 | 65.1 | 5.6 | 9.4 | 2736.2 | 0 | 240.8 | 13.7 | 7324.2 | 1245.7 | 0 | 851.8 | 0 | 0 | 2892.2 | 258 | 0 | 1784.1 | 0 | 17927.7 | -17930 | 25738 | 0 | 61511 | 1104359 | 0 | 306294 | 90345 | 11120773 | 1620890 | 0 | 2168027 | 0 | 0 | 2733889 | -127096 | 0 | 4232775 | 0 | 69133838 | 92453413 | 8.7
OK_2027 | OK | 2027 | 251.3 | 5.6 | 14 | 2715 | 0 | 354.5 | 20.6 | 7311.9 | 1245.7 | 0 | 852.5 | 0 | 0 | 2892.2 | 258 | 0 | 1773.5 | 0 | 18143.3 | -72508 | 24469 | 0 | 92266 | 453293 | 0 | 429431 | 135518 | 8035403 | 1751611 | 0 | 2174134 | 0 | 0 | 2534280 | -131804 | 0 | 4181652 | 0 | 69792380 | 89400125 | 6.6
OK_2028 | OK | 2028 | 429.9 | 5.6 | 0 | 2643.7 | 0 | 468.3 | 27.5 | 7144.3 | 1245.7 | 0 | 865.1 | 0 | 0 | 2892.2 | 258 | 0 | 2878.4 | 0 | 22806.5 | -125934 | 23019 | 0 | 0 | 0 | 0 | 630377 | 180691 | 5358649 | 1654669 | 0 | 2202615 | 0 | 0 | 2369253 | -116010 | 0 | 7315649 | 0 | 85608945 | 105101923 | 4.9
OK_2029 | OK | 2029 | 709.1 | 5.6 | 0 | 2615.5 | 0 | 637.9 | 27.5 | 7033.8 | 1245.7 | 0 | 865.8 | 0 | 0 | 2892.2 | 258 | 0 | 2884.5 | 0 | 25901.8 | -202262 | 21659 | 0 | 0 | 0 | 0 | 918019 | 180691 | 3848171 | 1610804 | 0 | 2206647 | 0 | 0 | 2030853 | -121699 | 0 | 7332365 | 0 | 98193294 | 116018541 | 4
OK_2030 | OK | 2030 | 709.1 | 5.6 | 0 | 2580.3 | 0 | 807.5 | 27.5 | 6862.9 | 1245.7 | 0 | 866.4 | 0 | 0 | 2821.3 | 258 | 0 | 2881.2 | 0 | 27740.2 | -166901 | 19109 | 0 | 0 | 0 | 0 | 1185479 | 180691 | 3017547 | 1612903 | 0 | 2207662 | 0 | 0 | 1353918 | -104707 | 0 | 7326130 | 0 | 105574063 | 122205894 | 3.1
OR_2022 | OR | 2022 | 6.2 | 103.5 | 0 | 0 | 0 | 206.6 | 0 | 3380.5 | 753 | 19.5 | 8366 | 0 | 0 | 0 | 0 | 0 | 1137.4 | 0 | 3954.8 | -320 | 255576 | 0 | 0 | 0 | 0 | 277770 | 0 | 15869063 | 1289715 | 145220 | 35336896 | 0 | 0 | 0 | 0 | 0 | 2344566 | 0 | 10572695 | 66091181 | 7
OR_2023 | OR | 2023 | 6.2 | 103.5 | 0 | 0 | 0 | 244.5 | 0 | 3380.5 | 753 | 19.5 | 8366 | 0 | 0 | 0 | 0 | 0 | 1137.4 | 0 | 3954.8 | -279 | 231844 | 0 | 0 | 0 | 0 | 328370 | 0 | 12122510 | 862099 | 145220 | 35336604 | 0 | 0 | 0 | 0 | 0 | 2336150 | 0 | 10886158 | 62248676 | 5.3
OR_2024 | OR | 2024 | 6.6 | 103.5 | 0 | 0 | 0 | 282.5 | 0 | 3380.5 | 753 | 19.5 | 8378.9 | 0 | 0 | 0 | 0 | 0 | 1137.4 | 0 | 3956.1 | -523 | 230645 | 0 | 0 | 0 | 0 | 378971 | 0 | 11626860 | 1466455 | 145220 | 35388910 | 0 | 0 | 0 | 0 | 0 | 2320198 | 0 | 10922107 | 62478842 | 5.4
OR_2025 | OR | 2025 | 25.8 | 103.5 | 4.7 | 0 | 0 | 335.4 | 6.9 | 3378.1 | 753 | 19.5 | 8629 | 0 | 0 | 0 | 0 | 0 | 1137.4 | 0 | 4024.4 | -10991 | 228370 | 0 | 30755 | 0 | 0 | 449638 | 45173 | 10530322 | 1670822 | 145220 | 36461736 | 0 | 0 | 0 | 0 | 0 | 2303858 | 0 | 11137688 | 62992592 | 5.1
OR_2026 | OR | 2026 | 27.4 | 103.5 | 9.4 | 0 | 0 | 388.3 | 13.7 | 3375.6 | 753 | 19.5 | 8641.9 | 0 | 0 | 0 | 0 | 0 | 1138.3 | 0 | 4028.1 | -2467 | 229920 | 0 | 61511 | 0 | 0 | 520306 | 90345 | 9849631 | 1115701 | 145220 | 36513750 | 0 | 0 | 0 | 0 | 0 | 2289584 | 0 | 11246101 | 62059600 | 4.5
OR_2027 | OR | 2027 | 27.7 | 103.5 | 14 | 0 | 0 | 461.8 | 20.6 | 3370 | 753 | 158.9 | 8698.3 | 0 | 0 | 0 | 0 | 0 | 1138.3 | 0 | 4155.7 | -1915 | 228236 | 0 | 92266 | 0 | 0 | 618553 | 135518 | 7862771 | 1234054 | 1183695 | 36748711 | 0 | 0 | 0 | 0 | 0 | 2273421 | 0 | 11588622 | 61963932 | 3.8
OR_2028 | OR | 2028 | 23 | 103.5 | 0 | 0 | 0 | 535.4 | 27.5 | 3364.3 | 753 | 161.5 | 8717.6 | 0 | 0 | 0 | 0 | 0 | 1138.3 | 0 | 4155.1 | -2954 | 208023 | 0 | 0 | 0 | 0 | 716800 | 180691 | 3425037 | 1590316 | 1202668 | 36816646 | 0 | 0 | 0 | 0 | 0 | 2257816 | 0 | 11740033 | 58135075 | 2.2
OR_2029 | OR | 2029 | 87.7 | 103.5 | 0 | 0 | 0 | 640.9 | 27.5 | 3031 | 753 | 161.5 | 8738.1 | 0 | 0 | 0 | 0 | 0 | 1223.7 | 0 | 4346.8 | -38912 | 189588 | 0 | 0 | 0 | 0 | 857538 | 180691 | 2687658 | 1644036 | 1202668 | 36898379 | 0 | 0 | 0 | 0 | 0 | 2439549 | 0 | 12386515 | 58447711 | 2
OR_2030 | OR | 2030 | 101.9 | 81 | 0 | 0 | 0 | 746.4 | 27.5 | 3027.9 | 753 | 161.5 | 8759.8 | 0 | 0 | 0 | 0 | 0 | 1229.5 | 0 | 4385 | -18002 | 180417 | 0 | 0 | 0 | 0 | 998060 | 180691 | 1247615 | 1657946 | 1202668 | 36987829 | 0 | 0 | 0 | 0 | 0 | 2432360 | 0 | 12012509 | 56882092 | 1.4
PA_2022 | PA | 2022 | 30.4 | 319.1 | 0 | 9051.9 | 0 | 965.5 | 0 | 18536 | 1974.2 | 0 | 900.9 | 9093.2 | 0 | 5553.7 | 1572 | 0 | 389.6 | 0 | 2598.5 | -1335 | 1441905 | 0 | 0 | 30086334 | 0 | 1305177 | 0 | 116844844 | 659802 | 0 | 2891547 | 73430586 | 0 | 5044598 | -264672 | 0 | 557868 | 0 | 6793745 | 238790398 | 79.6
PA_2023 | PA | 2023 | 42.5 | 319.1 | 0 | 9051.9 | 0 | 1261 | 0 | 18536 | 1974.2 | 0 | 942.7 | 9093.2 | 0 | 5455.7 | 1572 | 0 | 439.6 | 0 | 2598.5 | -1866 | 1399891 | 0 | 0 | 22079134 | 0 | 1693560 | 0 | 117666824 | 677316 | 0 | 3045293 | 73430586 | 0 | 4699339 | -290884 | 0 | 844277 | 0 | 8955947 | 234199418 | 71
PA_2024 | PA | 2024 | 47.9 | 319.1 | 0 | 8989.9 | 0 | 1556.5 | 0 | 18536 | 1974.2 | 0 | 944.1 | 9093.2 | 0 | 4734.7 | 1572 | 0 | 441.8 | 0 | 2598.5 | -2807 | 1398687 | 0 | 0 | 20883092 | 0 | 2112090 | 0 | 120313289 | 552832 | 0 | 3049557 | 73430586 | 0 | 4375474 | -285395 | 0 | 847399 | 0 | 9002212 | 235677016 | 70.5
PA_2025 | PA | 2025 | 53.5 | 319.1 | 6.2 | 8909.5 | 0 | 1993.9 | 9.2 | 18522.6 | 1974.2 | 0 | 945.4 | 9093.2 | 0 | 4734.7 | 1572 | 0 | 442.4 | 0 | 2598.5 | -3328 | 1398434 | 0 | 41007 | 19002646 | 0 | 2706371 | 60230 | 115997458 | 544097 | 0 | 3053800 | 73430586 | 0 | 4701560 | -202933 | 0 | 841466 | 0 | 9014053 | 230585448 | 67
PA_2026 | PA | 2026 | 59.8 | 319.1 | 12.5 | 8827.3 | 0 | 2431.4 | 18.3 | 18509.3 | 1804.6 | 0 | 946.8 | 9093.2 | 0 | 4734.7 | 1572 | 0 | 442.1 | 0 | 2598.5 | -3806 | 1397827 | 0 | 82014 | 17297749 | 0 | 3300584 | 120461 | 116019932 | 717251 | 0 | 3058064 | 73430586 | 0 | 5037336 | -276145 | 0 | 835594 | 0 | 9027717 | 230045165 | 65.6
PA_2027 | PA | 2027 | 66 | 319.1 | 18.7 | 8731.6 | 0 | 3062.7 | 27.5 | 18478.1 | 1754.5 | 0 | 948.1 | 9093.2 | 0 | 4734.7 | 1572 | 0 | 441.7 | 0 | 2598.5 | -4644 | 1392755 | 0 | 123022 | 13694729 | 0 | 4158189 | 180691 | 116298824 | 829753 | 0 | 3062349 | 73430586 | 0 | 5114438 | -303746 | 0 | 829751 | 0 | 9018443 | 227825140 | 62.2
PA_2028 | PA | 2028 | 78.3 | 319.1 | 0 | 8410.4 | 0 | 3694 | 36.6 | 18304.6 | 1754.5 | 0 | 949.5 | 9093.2 | 0 | 4734.7 | 1572 | 0 | 441.3 | 0 | 2598.5 | -8886 | 1390642 | 0 | 0 | 7760933 | 0 | 5015727 | 240921 | 106996534 | 1154874 | 0 | 3066613 | 73430586 | 0 | 5115281 | -352139 | 0 | 823935 | 0 | 9015766 | 213650789 | 52.7
PA_2029 | PA | 2029 | 263.1 | 319.1 | 0 | 8283.3 | 0 | 4572.8 | 36.6 | 18185.9 | 1754.5 | 0 | 950.9 | 9093.2 | 0 | 4734.7 | 1572 | 0 | 441.5 | 0 | 2894.2 | -84727 | 1391502 | 0 | 0 | 6946598 | 0 | 6209415 | 240921 | 102321870 | 1407969 | 0 | 3070877 | 73430586 | 0 | 5143972 | -377593 | 0 | 818165 | 0 | 9798393 | 210317947 | 50.1
PA_2030 | PA | 2030 | 435.9 | 319.1 | 0 | 8124.7 | 0 | 5451.5 | 36.6 | 18167.2 | 1797.4 | 0 | 952.2 | 9093.2 | 0 | 4057.6 | 1572 | 0 | 441.4 | 0 | 3396.5 | -143966 | 1394117 | 0 | 0 | 6536937 | 0 | 7226737 | 240921 | 92461128 | 1563381 | 0 | 3075116 | 73430586 | 0 | 4217745 | -389185 | 0 | 763093 | 0 | 11847859 | 202224469 | 45
RI_2022 | RI | 2022 | 3 | 40.1 | 0 | 0 | 0 | 154.3 | 0 | 1730.2 | 0 | 0 | 2.7 | 0 | 0 | 8.9 | 0 | 0 | 268.5 | 30 | 0 | -986 | 189851 | 0 | 0 | 0 | 0 | 213834 | 0 | 3286674 | 0 | 0 | 6608 | 0 | 0 | 9503 | 0 | 0 | 460981 | 98353 | 0 | 4264818 | 1.4
RI_2023 | RI | 2023 | 3 | 40.1 | 0 | 0 | 0 | 181.4 | 0 | 1730.2 | 0 | 0 | 2.7 | 0 | 0 | 8.9 | 0 | 0 | 273 | 30 | 0 | -362 | 172123 | 0 | 0 | 0 | 0 | 251447 | 0 | 1369555 | 0 | 0 | 6608 | 0 | 0 | 9503 | 0 | 0 | 529669 | 100802 | 0 | 2439345 | 0.6
RI_2024 | RI | 2024 | 3 | 40.1 | 0 | 0 | 0 | 208.5 | 0 | 1730.2 | 0 | 0 | 2.7 | 0 | 0 | 0 | 0 | 0 | 273 | 734 | 0 | -426 | 170582 | 0 | 0 | 0 | 0 | 289060 | 0 | 2111601 | 0 | 0 | 6620 | 0 | 0 | 0 | 0 | 0 | 526080 | 2271440 | 0 | 5374956 | 0.9
RI_2025 | RI | 2025 | 3 | 40.1 | 1.6 | 0 | 0 | 230.7 | 2.3 | 1729 | 0 | 0 | 2.7 | 0 | 0 | 0 | 0 | 0 | 273 | 1538 | 0 | -404 | 180863 | 0 | 10252 | 0 | 0 | 319743 | 15058 | 1998911 | 0 | 0 | 6632 | 0 | 0 | 0 | 0 | 0 | 522398 | 5647999 | 0 | 8701451 | 0.8
RI_2026 | RI | 2026 | 3 | 40.1 | 3.1 | 0 | 0 | 252.8 | 4.6 | 1727.7 | 0 | 0 | 2.7 | 0 | 0 | 0 | 0 | 0 | 273 | 1538 | 0 | -406 | 180863 | 0 | 20504 | 0 | 0 | 350426 | 30115 | 1870931 | 0 | 0 | 6644 | 0 | 0 | 0 | 0 | 0 | 518745 | 5808595 | 0 | 8786416 | 0.8
RI_2027 | RI | 2027 | 3 | 40.1 | 4.7 | 0 | 0 | 270.8 | 6.9 | 1724.8 | 0 | 0 | 2.7 | 0 | 0 | 0 | 0 | 0 | 273 | 1538 | 0 | -409 | 176628 | 0 | 30755 | 0 | 0 | 375375 | 45173 | 1752268 | 0 | 0 | 6656 | 0 | 0 | 0 | 0 | 0 | 515120 | 5792831 | 0 | 8694398 | 0.7
RI_2028 | RI | 2028 | 9.8 | 40.1 | 0 | 0 | 0 | 288.8 | 9.2 | 1721.9 | 0 | 0 | 2.7 | 0 | 0 | 0 | 0 | 0 | 273 | 1538 | 0 | -2208 | 172123 | 0 | 0 | 0 | 0 | 400324 | 60230 | 1588058 | 0 | 0 | 6668 | 0 | 0 | 0 | 0 | 0 | 511508 | 5772385 | 0 | 8509089 | 0.7
RI_2029 | RI | 2029 | 31.9 | 40.1 | 0 | 0 | 0 | 331.9 | 9.2 | 1720.2 | 0 | 0 | 2.7 | 0 | 0 | 0 | 0 | 0 | 273 | 1538 | 0 | -5763 | 170258 | 0 | 0 | 0 | 0 | 460052 | 60230 | 1450928 | 0 | 0 | 6680 | 0 | 0 | 0 | 0 | 0 | 507932 | 5761117 | 0 | 8411433 | 0.6
RI_2030 | RI | 2030 | 52.2 | 40.1 | 0 | 0 | 0 | 375 | 9.2 | 1718.4 | 0 | 0 | 2.7 | 0 | 0 | 0 | 0 | 0 | 273 | 1538 | 0 | -11023 | 169481 | 0 | 0 | 0 | 0 | 519779 | 60230 | 791300 | 0 | 0 | 6692 | 0 | 0 | 0 | 0 | 0 | 504377 | 5744835 | 0 | 7785672 | 0.3
SC_2022 | SC | 2022 | 0 | 180.1 | 0 | 4769 | 0 | 523.7 | 0 | 3185 | 2620.2 | 0 | 1355.7 | 6617.2 | 0 | 1151.3 | 2796 | 0 | 1381.7 | 0 | 0 | 0 | 541011 | 0 | 0 | 25083336 | 0 | 735048 | 0 | 12224524 | 1951806 | 0 | 2401826 | 53348313 | 0 | 963369 | -617278 | 0 | 2622901 | 0 | 0 | 99254858 | 33.6
SC_2023 | SC | 2023 | 0 | 180.1 | 0 | 4769 | 0 | 692.3 | 0 | 3185 | 2620.2 | 0 | 1355.7 | 6617.2 | 0 | 1132.3 | 2796 | 0 | 1899.6 | 0 | 0 | 0 | 435580 | 0 | 0 | 17936697 | 0 | 1036874 | 0 | 14598420 | 899258 | 0 | 2401822 | 53348313 | 0 | 724401 | -625292 | 0 | 3969820 | 0 | 0 | 94725893 | 25.7
SC_2024 | SC | 2024 | 0 | 180.1 | 0 | 4746.7 | 0 | 860.8 | 0 | 3185 | 2555.2 | 0 | 1358.2 | 6617.2 | 0 | 1113.3 | 2796 | 0 | 1992.1 | 0 | 0 | 0 | 388950 | 0 | 0 | 13220615 | 0 | 1328638 | 0 | 14904508 | 609482 | 0 | 2405828 | 53348313 | 0 | 710087 | -721094 | 0 | 4171280 | 0 | 0 | 90366607 | 20.5
SC_2025 | SC | 2025 | 0.2 | 180.1 | 3.1 | 4717.8 | 0 | 990 | 4.6 | 3182.7 | 2528.2 | 0 | 1360.6 | 6617.2 | 0 | 1113.3 | 2796 | 0 | 2026 | 0 | 0 | -88 | 214145 | 0 | 20504 | 12600504 | 0 | 1529347 | 30115 | 14292818 | 592765 | 0 | 2409825 | 53348313 | 0 | 712589 | -785446 | 0 | 4219987 | 0 | 0 | 89185378 | 19.7
SC_2026 | SC | 2026 | 13.7 | 180.1 | 6.2 | 4688.2 | 0 | 1119.3 | 9.2 | 3180.4 | 2495.2 | 0 | 1363.1 | 6617.2 | 0 | 1092.3 | 2796 | 0 | 2668.9 | 0 | 0 | -4979 | 214145 | 0 | 41007 | 11247361 | 0 | 1194721 | 60230 | 13499980 | 462434 | 0 | 2413829 | 53348313 | 0 | 710087 | -827295 | 0 | 5487939 | 0 | 0 | 87847775 | 17.8
SC_2027 | SC | 2027 | 698.4 | 180.1 | 9.4 | 4653.8 | 0 | 1328.5 | 13.7 | 3175.1 | 2455.2 | 0 | 1365.5 | 6617.2 | 0 | 1092.3 | 2796 | 0 | 5039.8 | 0 | 0 | -259033 | 214145 | 0 | 61511 | 8573018 | 0 | 1433517 | 90345 | 12617701 | 302926 | 0 | 2417834 | 53348313 | 0 | 710087 | -784198 | 0 | 9881861 | 0 | 0 | 88608027 | 14.6
SC_2028 | SC | 2028 | 1135.8 | 180.1 | 0 | 3495.5 | 0 | 1537.8 | 18.3 | 3169.7 | 2455.2 | 0 | 1379 | 6617.2 | 0 | 1092.3 | 2796 | 0 | 6738.5 | 0 | 0 | -269260 | 164409 | 0 | 0 | 1776902 | 0 | 2079572 | 120461 | 9945106 | 86515 | 0 | 2440457 | 53348313 | 0 | 284035 | -1092577 | 0 | 14453921 | 0 | 0 | 83337853 | 6
SC_2029 | SC | 2029 | 3339.6 | 180.1 | 0 | 3467 | 0 | 1866.9 | 18.3 | 3166.5 | 2455.2 | 0 | 1381.4 | 6617.2 | 0 | 756.9 | 2796 | 0 | 16775.5 | 0 | 0 | -920015 | 164409 | 0 | 0 | 1272382 | 0 | 2476690 | 120461 | 7525301 | 57217 | 0 | 2444394 | 53348313 | 0 | 320739 | -1255869 | 0 | 36164159 | 0 | 0 | 101718181 | 4.5
SC_2030 | SC | 2030 | 5755.3 | 180.1 | 0 | 3431.6 | 0 | 2196 | 18.3 | 3036.1 | 2455.2 | 0 | 1383.9 | 6617.2 | 0 | 720.9 | 2796 | 0 | 24901.7 | 0 | 0 | -1787616 | 161074 | 0 | 0 | 1379174 | 0 | 2446261 | 120461 | 4346597 | 24641 | 0 | 2448251 | 53348313 | 0 | 0 | -1248853 | 0 | 54730586 | 0 | 0 | 115968889 | 3.1
SD_2022 | SD | 2022 | 0.8 | 0 | 0 | 474 | 0 | 67.1 | 0 | 295 | 915.2 | 0 | 1598 | 0 | 0 | 213.4 | 0 | 0 | 1 | 0 | 2767.2 | -35 | 0 | 0 | 0 | 3239940 | 0 | 100574 | 0 | 1886715 | 1046901 | 0 | 5364343 | 0 | 0 | 34383 | 0 | 0 | 2157 | 0 | 10752742 | 22427721 | 4.8
SD_2023 | SD | 2023 | 0.8 | 0 | 0 | 474 | 0 | 76.8 | 0 | 295 | 915.2 | 0 | 1598 | 0 | 0 | 213.4 | 0 | 0 | 1 | 0 | 2767.2 | -35 | 0 | 0 | 0 | 2689334 | 0 | 115176 | 0 | 1886715 | 778179 | 0 | 5365961 | 0 | 0 | 2288 | 0 | 0 | 2142 | 0 | 10735103 | 21574863 | 4
SD_2024 | SD | 2024 | 0.8 | 0 | 0 | 470.5 | 0 | 86.5 | 0 | 295 | 802.2 | 0 | 1598 | 0 | 0 | 171.2 | 0 | 0 | 1 | 0 | 3172.5 | -35 | 0 | 0 | 0 | 1820001 | 0 | 127526 | 0 | 1655681 | 509925 | 0 | 5352534 | 0 | 0 | 2288 | 0 | 0 | 2022 | 0 | 12375815 | 21845758 | 2.8
SD_2025 | SD | 2025 | 0.8 | 0 | 3.1 | 465.9 | 0 | 100.4 | 4.6 | 294.8 | 622.2 | 0 | 1661 | 0 | 0 | 170.6 | 0 | 0 | 1 | 0 | 3461.5 | -52 | 0 | 0 | 20504 | 661827 | 0 | 148142 | 30115 | 1424864 | 314317 | 0 | 5561363 | 0 | 0 | 0 | 0 | 0 | 2008 | 0 | 13550979 | 21714067 | 1.4
SD_2026 | SD | 2026 | 0.8 | 0 | 6.2 | 461.2 | 0 | 114.2 | 9.2 | 294.6 | 622.2 | 0 | 1701 | 0 | 0 | 170.6 | 0 | 0 | 1 | 0 | 3658.5 | -75 | 0 | 0 | 41007 | 387466 | 0 | 165672 | 60230 | 888997 | 329052 | 0 | 5667828 | 0 | 0 | 0 | 0 | 0 | 2098 | 0 | 14353186 | 21895462 | 0.9
SD_2027 | SD | 2027 | 0.8 | 0 | 9.4 | 455.7 | 0 | 136 | 13.7 | 294.1 | 622.2 | 0 | 1727 | 0 | 0 | 170.6 | 0 | 0 | 1 | 0 | 4097.5 | -75 | 0 | 0 | 61511 | 383757 | 0 | 161653 | 90345 | 502800 | 254763 | 0 | 5775627 | 0 | 0 | 0 | 0 | 0 | 1528 | 0 | 16108078 | 23339987 | 0.7
SD_2028 | SD | 2028 | 0.8 | 0 | 0 | 437.4 | 0 | 157.7 | 18.3 | 293.6 | 622.2 | 0 | 1727 | 0 | 0 | 14.6 | 0 | 0 | 1 | 0 | 5886.1 | -27 | 0 | 0 | 0 | 0 | 0 | 187472 | 120461 | 409249 | 236525 | 0 | 5777039 | 0 | 0 | 0 | 0 | 0 | 1517 | 0 | 23018376 | 29750611 | 0.3
SD_2029 | SD | 2029 | 345.7 | 0 | 0 | 430.2 | 0 | 191.9 | 18.3 | 293.3 | 620 | 0 | 1727 | 0 | 0 | 14.6 | 0 | 0 | 4.6 | 0 | 9045.2 | -51274 | 0 | 0 | 0 | 0 | 0 | 227042 | 120461 | 404691 | 202199 | 0 | 5766032 | 0 | 0 | 0 | 0 | 0 | 9844 | 0 | 36301813 | 42980807 | 0.3
SD_2030 | SD | 2030 | 345.7 | 0 | 0 | 421.1 | 0 | 226.1 | 18.3 | 293 | 613.5 | 0 | 1727.1 | 0 | 0 | 7.5 | 0 | 0 | 4.6 | 0 | 9952.6 | -69625 | 0 | 0 | 0 | 0 | 0 | 338431 | 120461 | 187583 | 164144 | 0 | 5768310 | 0 | 0 | 0 | 0 | 0 | 10318 | 0 | 40218421 | 46738043 | 0.2
TN_2022 | TN | 2022 | 20 | 14.2 | 0 | 5714 | 0 | 102.9 | 0 | 2455.1 | 3752.8 | 0 | 2608.6 | 4522.7 | 0 | 43.2 | 1616.3 | 0 | 582.2 | 0 | 29.1 | -4494 | 56930 | 0 | 0 | 25464145 | 0 | 149797 | 0 | 17984036 | 1152277 | 0 | 9575986 | 36485297 | 0 | 0 | -508465 | 0 | 1016769 | 0 | 31481 | 91403760 | 34.2
TN_2023 | TN | 2023 | 20 | 14.2 | 0 | 4844 | 0 | 125 | 0 | 2455.1 | 3752.8 | 0 | 2608.6 | 4522.7 | 0 | 43.2 | 1616.3 | 0 | 582.2 | 0 | 29.1 | -879 | 56930 | 0 | 0 | 19751508 | 0 | 181887 | 0 | 17984036 | 1208257 | 0 | 9575986 | 36485297 | 0 | 6041 | -454341 | 0 | 1270591 | 0 | 59619 | 86124933 | 28.3
TN_2024 | TN | 2024 | 20 | 14.2 | 0 | 4815.1 | 0 | 147 | 0 | 2455.1 | 3752.8 | 0 | 2610.3 | 4522.7 | 0 | 43.2 | 1616.3 | 0 | 582.2 | 0 | 29.1 | -879 | 56930 | 0 | 0 | 17796058 | 0 | 213977 | 0 | 17901082 | 1208257 | 0 | 9581532 | 36485297 | 0 | 10571 | -496370 | 0 | 1261674 | 0 | 59619 | 84077748 | 26
TN_2025 | TN | 2025 | 20 | 14.2 | 1.6 | 4777.7 | 0 | 181.1 | 2.3 | 2453.3 | 3752.8 | 0 | 2708.9 | 4522.7 | 0 | 43.2 | 1616.3 | 0 | 1670.4 | 0 | 29.1 | -879 | 56930 | 0 | 10252 | 17771961 | 0 | 146794 | 15058 | 17795113 | 1208257 | 0 | 9952367 | 36485297 | 0 | 10571 | -485018 | 0 | 2463942 | 0 | 21915 | 85452561 | 25.9
TN_2026 | TN | 2026 | 386.7 | 14.2 | 3.1 | 3033.8 | 0 | 215.3 | 4.6 | 2718.6 | 3511.2 | 0 | 2710.6 | 4522.7 | 0 | 43.2 | 1616.3 | 0 | 3223.7 | 0 | 29.1 | -122794 | 56930 | 0 | 20504 | 9678827 | 0 | 66171 | 30115 | 20540924 | 1447657 | 0 | 9957913 | 36485297 | 0 | 10571 | -573769 | 0 | 5755585 | 0 | 21915 | 83375846 | 18.6
TN_2027 | TN | 2027 | 1476.7 | 14.2 | 4.7 | 2167.2 | 0 | 270.2 | 6.9 | 2714 | 3325.6 | 0 | 2787.2 | 4522.7 | 0 | 43.2 | 1616.3 | 0 | 5594.1 | 0 | 29.1 | -415066 | 56930 | 0 | 30755 | 6647224 | 0 | 2110 | 45173 | 20373528 | 1208257 | 0 | 10235815 | 36485297 | 0 | 0 | -531818 | 0 | 11023812 | 0 | 21915 | 85183932 | 15
TN_2028 | TN | 2028 | 2765.1 | 14.2 | 0 | 976 | 0 | 325.1 | 9.2 | 2709.4 | 3325.6 | 0 | 2792.5 | 4522.7 | 0 | 43.2 | 1616.3 | 0 | 7538.9 | 0 | 29.1 | -671349 | 56930 | 0 | 0 | 403705 | 0 | 87524 | 60230 | 18287302 | 2758351 | 0 | 10255129 | 36485297 | 0 | 0 | -642683 | 0 | 15836044 | 0 | 23801 | 82940281 | 9
TN_2029 | TN | 2029 | 2800.9 | 14.2 | 0 | 976 | 0 | 415.5 | 9.2 | 2706.7 | 3325.6 | 0 | 2797.9 | 4522.7 | 0 | 43.2 | 1616.3 | 0 | 7596.8 | 0 | 29.1 | -555414 | 56930 | 0 | 0 | 403705 | 0 | 602110 | 60230 | 18342984 | 2936215 | 0 | 10274443 | 36485297 | 0 | 0 | -688229 | 0 | 16897319 | 0 | 40437 | 84856028 | 9.1
TN_2030 | TN | 2030 | 4137.1 | 14.2 | 0 | 976 | 0 | 506 | 9.2 | 2703.9 | 3000.9 | 0 | 2803.2 | 4522.7 | 0 | 43.2 | 1616.3 | 0 | 9924 | 0 | 29.1 | -1024594 | 55933 | 0 | 0 | 0 | 0 | 166908 | 60230 | 17128184 | 4759554 | 0 | 10293757 | 36485297 | 0 | 0 | -553029 | 0 | 21249864 | 0 | 24373 | 88646478 | 9.2
TX_2022 | TX | 2022 | 1580.1 | 260.5 | 0 | 19341.6 | 0 | 1085.9 | 0 | 40251.1 | 10301 | 0 | 728.8 | 4980 | 0 | 15330.4 | 5 | 0 | 13278.9 | 0 | 39400.2 | -344331 | 740944 | 0 | 0 | 79267733 | 0 | 1578547 | 0 | 144607716 | 4616102 | 0 | 935695 | 39070610 | 0 | 5842387 | -2320 | 0 | 29507487 | 0 | 133509951 | 439330521 | 146.2
TX_2023 | TX | 2023 | 1580.3 | 260.5 | 0 | 18691.6 | 0 | 1553.6 | 0 | 40954.4 | 10687.3 | 0 | 728.8 | 4980 | 0 | 15012.8 | 5 | 0 | 16521.4 | 0 | 40120.2 | -209706 | 672034 | 0 | 0 | 61522849 | 0 | 2407073 | 0 | 148909592 | 5180053 | 0 | 924950 | 39070610 | 0 | 6816621 | -2586 | 0 | 41978320 | 0 | 145713067 | 452982876 | 128.9
TX_2024 | TX | 2024 | 1584.1 | 260.5 | 0 | 17795.1 | 0 | 2021.3 | 0 | 41931.2 | 9550.4 | 0 | 729.8 | 4980 | 0 | 13079 | 5 | 0 | 26571.1 | 0 | 41333.3 | -202144 | 606532 | 0 | 0 | 47035272 | 0 | 2858894 | 0 | 147196772 | 5232736 | 0 | 923396 | 40137207 | 0 | 6554422 | -2490 | 0 | 63514226 | 0 | 148548523 | 462403345 | 112.5
TX_2025 | TX | 2025 | 2288.4 | 260.5 | 17.2 | 17721.7 | 0 | 2810 | 25.2 | 41901 | 9550.4 | 0 | 730.8 | 4980 | 0 | 11916 | 5 | 0 | 30698.5 | 0 | 46026.3 | -573801 | 508521 | 0 | 112770 | 40155052 | 0 | 3910048 | 165633 | 134856213 | 5378760 | 0 | 932110 | 40086477 | 0 | 5798823 | -2300 | 0 | 77084911 | 0 | 166053710 | 474466929 | 100.2
TX_2026 | TX | 2026 | 3030.8 | 260.5 | 34.3 | 17646.7 | 0 | 3598.6 | 50.4 | 41870.9 | 9550.4 | 0 | 731.7 | 4980 | 0 | 10633.1 | 5 | 0 | 38462.9 | 0 | 55621.8 | -774796 | 509463 | 0 | 225540 | 25462477 | 0 | 4615026 | 331266 | 108049797 | 5324719 | 0 | 933129 | 39304428 | 0 | 5350114 | -2509 | 0 | 95735957 | 0 | 200995195 | 486059806 | 74.4
TX_2027 | TX | 2027 | 3513.6 | 260.5 | 51.5 | 16427.6 | 0 | 4812.7 | 75.6 | 41494.8 | 9550.4 | 0 | 732.7 | 4980 | 0 | 10361.1 | 5 | 0 | 44404.8 | 0 | 64958.9 | -1118078 | 528044 | 0 | 338310 | 15057998 | 0 | 6275231 | 496900 | 71881575 | 5450622 | 0 | 927764 | 37745651 | 0 | 4989135 | -2830 | 0 | 106919074 | 0 | 242874200 | 492363593 | 49.1
TX_2028 | TX | 2028 | 7546.2 | 260.5 | 5252.2 | 8457.4 | 0 | 6026.7 | 100.8 | 41424.8 | 9550.4 | 0 | 733.7 | 4980 | 0 | 9905.1 | 5 | 0 | 48291.8 | 0 | 70343.4 | -2413715 | 292736 | 0 | 37249133 | 3349517 | 0 | 8535712 | 662533 | 50536665 | 4920713 | 0 | 927330 | 33647653 | 0 | 4572359 | -2429 | 0 | 116539947 | 0 | 262306415 | 521124569 | 34.1
TX_2029 | TX | 2029 | 9354.9 | 260.5 | 5595.2 | 7973.3 | 0 | 7744.5 | 100.8 | 41383.3 | 9550.4 | 0 | 734.7 | 4980 | 0 | 9905.1 | 5 | 0 | 50813.2 | 0 | 75399.2 | -3057397 | 277147 | 0 | 39681631 | 3080245 | 0 | 10720035 | 662533 | 39344813 | 5108349 | 0 | 933133 | 33393091 | 0 | 4909954 | -2709 | 0 | 121912536 | 0 | 278173035 | 535136394 | 30.4
TX_2030 | TX | 2030 | 11058.3 | 260.5 | 5621.1 | 6983.6 | 0 | 9462.2 | 100.8 | 41189.7 | 9445.4 | 0 | 735.7 | 4980 | 0 | 9464.1 | 5 | 0 | 54214.2 | 0 | 79918.8 | -3605101 | 254994 | 0 | 39865197 | 2566409 | 0 | 12928645 | 662533 | 30584099 | 5038860 | 0 | 931662 | 32517217 | 0 | 4846596 | -1780 | 0 | 128879388 | 0 | 288256735 | 543725454 | 26.5
UT_2022 | UT | 2022 | 0 | 10.6 | 0 | 4581 | 0 | 389.1 | 0 | 1838.4 | 543 | 81 | 270.2 | 0 | 0 | 275.1 | 0 | 0 | 1812.7 | 0 | 389.7 | 0 | 56098 | 0 | 0 | 32489024 | 0 | 653931 | 0 | 10027668 | 300363 | 290439 | 858575 | 0 | 0 | 32326 | 0 | 0 | 4314357 | 0 | 602413 | 49625193 | 37.7
UT_2023 | UT | 2023 | 0 | 10.6 | 0 | 4581 | 0 | 432 | 0 | 1838.4 | 543 | 81 | 270.2 | 0 | 0 | 275.1 | 0 | 0 | 1812.7 | 0 | 389.7 | 0 | 36640 | 0 | 0 | 32074676 | 0 | 725947 | 0 | 5700461 | 327042 | 290439 | 854587 | 0 | 0 | 13946 | 0 | 0 | 4473067 | 0 | 763731 | 45260537 | 35.5
UT_2024 | UT | 2024 | 0 | 10.6 | 0 | 2760.3 | 0 | 474.9 | 0 | 1838.4 | 528.9 | 81 | 270.4 | 0 | 0 | 275.1 | 0 | 0 | 1957.7 | 0 | 389.7 | 0 | 38496 | 0 | 0 | 19084812 | 0 | 797964 | 0 | 6038741 | 409455 | 290439 | 858985 | 0 | 0 | 16415 | 0 | 0 | 5048826 | 0 | 762621 | 33346755 | 22.6
UT_2025 | UT | 2025 | 0 | 10.6 | 3.1 | 2733.3 | 0 | 515.1 | 4.6 | 1837.1 | 528.9 | 81 | 270.5 | 0 | 0 | 275.1 | 0 | 0 | 2298.8 | 0 | 389.7 | 0 | 39438 | 0 | 20504 | 18529779 | 0 | 854333 | 30115 | 5026210 | 261488 | 290439 | 859395 | 0 | 0 | 5597 | 0 | 0 | 6032160 | 0 | 761525 | 32710982 | 21.5
UT_2026 | UT | 2026 | 49.3 | 10.6 | 6.2 | 2705.8 | 0 | 555.4 | 9.2 | 1835.8 | 528.9 | 81 | 270.7 | 0 | 0 | 275.1 | 0 | 0 | 2487.6 | 0 | 389.7 | -19449 | 39277 | 0 | 41007 | 17680377 | 0 | 925166 | 60230 | 5062477 | 487194 | 290439 | 859805 | 0 | 0 | 0 | 0 | 0 | 6501550 | 0 | 707806 | 32635880 | 20.8
UT_2027 | UT | 2027 | 49.5 | 10.6 | 9.4 | 2673.8 | 0 | 605.6 | 13.7 | 1832.7 | 528.9 | 179.4 | 270.8 | 0 | 0 | 275.1 | 0 | 0 | 2482.7 | 0 | 389.7 | -10060 | 36669 | 0 | 61511 | 17026075 | 0 | 1016006 | 90345 | 4322850 | 549440 | 1023144 | 860215 | 0 | 0 | 16484 | 0 | 0 | 6407975 | 0 | 759319 | 32159973 | 19.8
UT_2028 | UT | 2028 | 65 | 10.6 | 0 | 2566.3 | 0 | 655.9 | 18.3 | 1829.6 | 528.9 | 179.4 | 271 | 0 | 0 | 275.1 | 0 | 0 | 2536.6 | 0 | 389.7 | -15983 | 28056 | 0 | 0 | 10258044 | 0 | 1101894 | 120461 | 3067922 | 314845 | 1023144 | 860171 | 0 | 0 | 106579 | 0 | 0 | 6492528 | 0 | 758224 | 24115884 | 12.1
UT_2029 | UT | 2029 | 534.1 | 10.6 | 0 | 2523.7 | 0 | 726.8 | 18.3 | 1827.7 | 528.9 | 179.4 | 271.1 | 0 | 0 | 275.1 | 0 | 0 | 3409.4 | 0 | 389.7 | -181842 | 27518 | 0 | 0 | 10666779 | 0 | 937346 | 120461 | 3033753 | 261125 | 1023144 | 860570 | 0 | 0 | 111416 | 0 | 0 | 8836698 | 0 | 429834 | 26126802 | 12.5
UT_2030 | UT | 2030 | 581.6 | 10.6 | 0 | 2470.7 | 0 | 797.6 | 18.3 | 1825.9 | 528.9 | 179.4 | 271.3 | 0 | 0 | 37.6 | 0 | 0 | 3521.6 | 0 | 389.7 | -145009 | 27502 | 0 | 0 | 8340523 | 0 | 1315828 | 120461 | 652973 | 247825 | 1023144 | 860642 | 0 | 0 | 76527 | 0 | 0 | 9293128 | 0 | 634554 | 22448099 | 9.1
VA_2022 | VA | 2022 | 248.4 | 426.7 | 0 | 2753 | 0 | 222.2 | 0 | 8973.1 | 4192.3 | 0 | 865.1 | 3568 | 0 | 2031.2 | 3241 | 0 | 5245.9 | 24 | 24.7 | -79917 | 2114845 | 0 | 0 | 10911852 | 0 | 29535 | 0 | 51017655 | 1272693 | 0 | 1427465 | 28856793 | 0 | 0 | -551784 | 0 | 8439250 | 24085 | 72535 | 103535009 | 30.6
VA_2023 | VA | 2023 | 253.3 | 426.7 | 0 | 1747 | 0 | 350.6 | 0 | 8973.1 | 4192.3 | 0 | 865.1 | 3568 | 0 | 1241.2 | 3241 | 0 | 5413.2 | 24 | 96.7 | -15755 | 1333785 | 0 | 0 | 6038269 | 0 | 493096 | 0 | 53835751 | 2725576 | 0 | 1427465 | 28856793 | 0 | 146678 | -530012 | 0 | 11148803 | 70163 | 255053 | 105785667 | 27.7
VA_2024 | VA | 2024 | 254.6 | 426.7 | 0 | 868.1 | 0 | 479.1 | 0 | 8973.1 | 4192.3 | 0 | 865.3 | 3568 | 0 | 1042.9 | 3241 | 0 | 5420.7 | 2500 | 102.4 | -15464 | 967389 | 0 | 0 | 0 | 0 | 696051 | 0 | 53912514 | 3144357 | 0 | 1428075 | 28856793 | 0 | 255720 | -609604 | 0 | 11110721 | 5580003 | 347001 | 105673557 | 22.3
VA_2025 | VA | 2025 | 404.2 | 426.7 | 6.2 | 865.5 | 0 | 712.8 | 9.2 | 8966.6 | 4192.3 | 0 | 865.6 | 3568 | 0 | 1042.9 | 3241 | 0 | 5422.4 | 2500 | 102.6 | -22124 | 916263 | 0 | 41007 | 0 | 0 | 1035924 | 60230 | 52323950 | 3081661 | 0 | 1428685 | 28856793 | 0 | 90150 | -628088 | 0 | 11033606 | 8602239 | 346061 | 107166360 | 21.5
VA_2026 | VA | 2026 | 456.6 | 426.7 | 12.5 | 863 | 0 | 946.5 | 18.3 | 8960.2 | 4192.3 | 0 | 865.8 | 3568 | 0 | 1042.9 | 3241 | 0 | 5421.5 | 2500 | 102.8 | -35169 | 864367 | 0 | 82014 | 0 | 0 | 1375648 | 120461 | 51310724 | 2413745 | 0 | 1429296 | 28856793 | 0 | 0 | -813788 | 0 | 10956619 | 8496823 | 345121 | 105402654 | 20.6
VA_2027 | VA | 2027 | 461 | 426.7 | 18.7 | 860 | 0 | 1318.7 | 27.5 | 8945.1 | 4192.3 | 0 | 890.1 | 3568 | 0 | 1042.9 | 3241 | 0 | 5420.2 | 2500 | 102.7 | -39343 | 788088 | 0 | 123022 | 0 | 0 | 1916756 | 180691 | 50475778 | 526538 | 0 | 1465668 | 28856793 | 0 | 0 | -930012 | 0 | 10879853 | 8460375 | 344189 | 103048395 | 19
VA_2028 | VA | 2028 | 1991.1 | 229.4 | 0 | 849.9 | 0 | 1690.9 | 36.6 | 8930 | 4192.3 | 0 | 890.3 | 3568 | 0 | 1042.9 | 3241 | 0 | 5421.4 | 2500 | 102.3 | -399775 | 669380 | 0 | 0 | 0 | 0 | 2457865 | 240921 | 42239995 | 680311 | 0 | 1461643 | 28856793 | 0 | 0 | -1145156 | 0 | 10808762 | 8809295 | 343275 | 95023309 | 16
VA_2029 | VA | 2029 | 2724.7 | 229.4 | 0 | 845.9 | 0 | 2233 | 36.6 | 8921.1 | 4192.3 | 0 | 890.6 | 3568 | 0 | 1042.9 | 3241 | 0 | 5421.7 | 2500 | 102.5 | -610921 | 636448 | 0 | 0 | 0 | 0 | 3245875 | 240921 | 40050117 | 614837 | 0 | 1462253 | 28856793 | 0 | 0 | -1092567 | 0 | 10733215 | 8612880 | 342344 | 93092195 | 15.1
VA_2030 | VA | 2030 | 2725.1 | 229.4 | 0 | 841 | 0 | 2775.1 | 36.6 | 8911.9 | 4192.3 | 0 | 920.8 | 3568 | 0 | 796.9 | 3241 | 0 | 5421.5 | 2500 | 102.5 | -579907 | 622727 | 0 | 0 | 0 | 0 | 4033885 | 240921 | 33550808 | 654469 | 0 | 1497800 | 28856793 | 0 | 0 | -1227249 | 0 | 10658383 | 8588425 | 341430 | 87238484 | 12.6
VT_2022 | VT | 2022 | 59.7 | 81.1 | 0 | 0 | 0 | 146.4 | 0 | 0 | 0 | 0 | 331.3 | 0 | 0 | 95.6 | 0 | 0 | 110.3 | 0 | 150.2 | -23785 | 0 | 1670318 | 0 | 0 | 0 | 0 | 0 | 0 | 0 | 0 | 1194068 | 0 | 0 | 0 | 0 | 0 | 0 | 0 | 162272 | 3002874 | 0
VT_2023 | VT | 2023 | 59.7 | 81.1 | 0 | 0 | 0 | 158.3 | 0 | 0 | 0 | 0 | 331.3 | 0 | 0 | 95.6 | 0 | 0 | 130.3 | 0 | 589.5 | -6148 | 41650 | 23178273 | 0 | 0 | 0 | 205309 | 0 | 0 | 0 | 0 | 1280762 | 0 | 0 | 53176 | 0 | 0 | 234890 | 0 | 2233850 | 27221762 | 0
VT_2024 | VT | 2024 | 59.7 | 81.1 | 0 | 0 | 0 | 170.2 | 0 | 0 | 0 | 0 | 331.8 | 0 | 0 | 0 | 0 | 0 | 131.2 | 0 | 603.9 | -6143 | 41650 | 24121287 | 0 | 0 | 0 | 151999 | 0 | 0 | 0 | 0 | 1282646 | 0 | 0 | 0 | 0 | 0 | 155976 | 0 | 2124865 | 27872279 | 0
VT_2025 | VT | 2025 | 59.7 | 81.1 | 1.6 | 0 | 0 | 184 | 2.3 | 0 | 0 | 0 | 332.3 | 0 | 0 | 0 | 0 | 0 | 131.4 | 0 | 605.3 | -4694 | 41650 | 21791133 | 10252 | 0 | 0 | 239297 | 15058 | 0 | 0 | 0 | 1284657 | 0 | 0 | 0 | 0 | 0 | 232039 | 0 | 2238558 | 25847950 | 0
VT_2026 | VT | 2026 | 59.7 | 81.1 | 3.1 | 0 | 0 | 197.8 | 4.6 | 0 | 0 | 0 | 332.8 | 0 | 0 | 0 | 0 | 0 | 131.3 | 0 | 869.8 | -4567 | 41650 | 23325927 | 20504 | 0 | 0 | 172477 | 30115 | 0 | 0 | 0 | 1286541 | 0 | 0 | 0 | 0 | 0 | 193336 | 0 | 3329030 | 28395013 | 0
VT_2027 | VT | 2027 | 59.7 | 81.1 | 4.7 | 0 | 0 | 215 | 6.9 | 0 | 0 | 0 | 333.3 | 0 | 0 | 0 | 0 | 0 | 131.1 | 0 | 979.6 | -4599 | 41650 | 23214467 | 30755 | 0 | 0 | 248119 | 45173 | 0 | 0 | 0 | 1288553 | 0 | 0 | 0 | 0 | 0 | 212463 | 0 | 3806550 | 28883130 | 0
VT_2028 | VT | 2028 | 59.7 | 81.1 | 0 | 0 | 0 | 232.1 | 9.2 | 0 | 0 | 0 | 333.8 | 0 | 0 | 0 | 0 | 0 | 131 | 0 | 1010.1 | -3636 | 41650 | 23167400 | 0 | 0 | 0 | 301841 | 60230 | 0 | 0 | 0 | 1290339 | 0 | 0 | 0 | 0 | 0 | 218140 | 0 | 3911520 | 28987484 | 0
VT_2029 | VT | 2029 | 169.1 | 29.1 | 0 | 0 | 0 | 252.6 | 9.2 | 0 | 0 | 0 | 334.3 | 0 | 0 | 0 | 0 | 0 | 131 | 0 | 1125 | -39502 | 41650 | 22114440 | 0 | 0 | 0 | 326849 | 60230 | 0 | 0 | 0 | 1292351 | 0 | 0 | 0 | 0 | 0 | 177124 | 0 | 4404905 | 28378046 | 0
VT_2030 | VT | 2030 | 169.1 | 29.1 | 0 | 0 | 0 | 273.2 | 9.2 | 0 | 0 | 0 | 334.8 | 0 | 0 | 0 | 0 | 0 | 131 | 0 | 1125.1 | -30156 | 41650 | 22438907 | 0 | 0 | 0 | 355281 | 60230 | 0 | 0 | 0 | 1294332 | 0 | 0 | 0 | 0 | 0 | 215903 | 0 | 4448969 | 28825115 | 0
WA_2022 | WA | 2022 | 9.6 | 119.1 | 0 | 670 | 0 | 333.2 | 0 | 2635.6 | 623.8 | 0 | 22442.3 | 1151 | 0 | 2.5 | 314 | 0 | 184.7 | 0 | 3500.9 | -429 | 316849 | 9309480 | 0 | 4751724 | 0 | 391930 | 0 | 8352169 | 0 | 0 | 88488450 | 9246796 | 0 | 0 | -43197 | 0 | 361347 | 0 | 8927570 | 130102690 | 8.8
WA_2023 | WA | 2023 | 9.6 | 119.1 | 0 | 670 | 0 | 485 | 0 | 2635.6 | 623.8 | 0 | 22442.3 | 1151 | 0 | 2.5 | 314 | 0 | 184.7 | 0 | 3577.9 | -429 | 316849 | 8808420 | 0 | 4751724 | 0 | 609497 | 0 | 3523020 | 0 | 0 | 88488450 | 9246796 | 0 | 0 | -44003 | 0 | 369067 | 0 | 9302409 | 125371799 | 6.8
WA_2024 | WA | 2024 | 9.6 | 119.1 | 0 | 665 | 0 | 636.7 | 0 | 2635.6 | 623.8 | 0 | 22457.2 | 1151 | 0 | 2.5 | 314 | 0 | 184.7 | 0 | 3580.4 | -423 | 316849 | 8717420 | 0 | 3841663 | 0 | 800658 | 0 | 3452616 | 0 | 0 | 88541704 | 9246796 | 0 | 0 | -31315 | 0 | 366467 | 0 | 9447631 | 124700066 | 5.7
WA_2025 | WA | 2025 | 59 | 119.1 | 6.2 | 0 | 0 | 844.5 | 9.2 | 2633.7 | 623.8 | 0 | 23070.5 | 1151 | 0 | 2.5 | 314 | 0 | 184.7 | 0 | 3729.8 | -23267 | 316849 | 10146890 | 41007 | 0 | 0 | 1063777 | 60230 | 3437767 | 0 | 0 | 91037140 | 9246796 | 0 | 0 | -30008 | 0 | 363905 | 0 | 9935427 | 125596512 | 1.4
WA_2026 | WA | 2026 | 71.8 | 119.1 | 12.5 | 0 | 0 | 1052.2 | 18.3 | 2631.8 | 623.8 | 0 | 23085.4 | 1151 | 0 | 2.5 | 314 | 0 | 184.7 | 0 | 4574.6 | -9586 | 316849 | 10603850 | 82014 | 0 | 0 | 1323355 | 120461 | 2676432 | 19770 | 0 | 91090393 | 9246796 | 0 | 0 | -22619 | 0 | 359747 | 0 | 12744849 | 128552312 | 1.1
WA_2027 | WA | 2027 | 72 | 119.1 | 18.7 | 0 | 0 | 1252.4 | 27.5 | 2627.4 | 623.8 | 0 | 23214.8 | 1151 | 320 | 2.5 | 314 | 0 | 184.7 | 0 | 5129.6 | -4618 | 312068 | 10958090 | 123022 | 0 | 0 | 1583504 | 180691 | 1116784 | 25766 | 0 | 91492619 | 9246796 | 2576542 | 0 | -17106 | 0 | 358825 | 0 | 14930157 | 132883138 | 0.5
WA_2028 | WA | 2028 | 72 | 69.1 | 0 | 0 | 0 | 1452.5 | 36.6 | 2622.9 | 623.8 | 0 | 23229.7 | 1151 | 320 | 2.5 | 314 | 0 | 184.7 | 0 | 6590.8 | -8462 | 307686 | 10421880 | 0 | 0 | 0 | 1840111 | 240921 | 446643 | 0 | 0 | 91545872 | 9246796 | 2177293 | 0 | -43302 | 0 | 356322 | 0 | 20045795 | 136577554 | 0.2
WA_2029 | WA | 2029 | 69.9 | 69.1 | 0 | 0 | 0 | 1816.5 | 36.6 | 2620.3 | 623.8 | 0 | 23245.4 | 1151 | 320 | 2.5 | 314 | 0 | 184.7 | 0 | 7046.4 | -8215 | 269475 | 10414800 | 0 | 0 | 0 | 2301894 | 240921 | 258167 | 0 | 0 | 91589112 | 7619694 | 2103782 | 0 | -32074 | 0 | 353831 | 0 | 21975320 | 137086706 | 0.1
WA_2030 | WA | 2030 | 69.9 | 69.1 | 0 | 0 | 0 | 2180.5 | 36.6 | 2617.6 | 623.8 | 0 | 23262 | 1151 | 320 | 0 | 314 | 0 | 184.7 | 0 | 7938.4 | -7612 | 249565 | 10231470 | 0 | 0 | 0 | 2763584 | 240921 | 0 | 0 | 0 | 91223668 | 7619694 | 2051214 | 0 | -52314 | 0 | 324799 | 0 | 24286039 | 138931029 | 0
WI_2022 | WI | 2022 | 0 | 205.2 | 0 | 4809.3 | 0 | 85.1 | 0 | 3487 | 3200.3 | 0 | 392.7 | 1197.1 | 0 | 923.5 | 0 | 0 | 641.6 | 0 | 711.5 | 0 | 751250 | 0 | 0 | 27223504 | 0 | 115034 | 0 | 19545758 | 1291835 | 0 | 1776267 | 9589466 | 0 | 383294 | 0 | 0 | 1210296 | 0 | 2124399 | 64011103 | 36
WI_2023 | WI | 2023 | 0 | 189.2 | 0 | 4226.7 | 0 | 110.7 | 0 | 3487 | 3200.3 | 0 | 392.7 | 1197.1 | 0 | 923.5 | 0 | 0 | 970.4 | 0 | 711.5 | 0 | 365768 | 0 | 0 | 22593983 | 0 | 146512 | 0 | 21939162 | 1444497 | 0 | 1776267 | 9589466 | 0 | 456496 | 0 | 0 | 1974910 | 0 | 2157988 | 62445049 | 32.3
WI_2024 | WI | 2024 | 0 | 189.2 | 0 | 3648.2 | 0 | 136.4 | 0 | 3487 | 3168.4 | 0 | 393.2 | 1197.1 | 0 | 923.5 | 0 | 0 | 3066.4 | 0 | 1061.3 | 0 | 364986 | 0 | 0 | 17864679 | 0 | 176804 | 0 | 22598565 | 1615030 | 0 | 1778127 | 9589466 | 0 | 522693 | 0 | 0 | 6122171 | 0 | 3498420 | 64130940 | 27.8
WI_2025 | WI | 2025 | 0 | 189.2 | 9.4 | 3633.7 | 0 | 184.1 | 13.7 | 3484.5 | 2981.3 | 0 | 393.6 | 1197.1 | 0 | 871.7 | 0 | 0 | 5139.3 | 0 | 1063.4 | 0 | 362285 | 0 | 61511 | 16277229 | 0 | 240342 | 90345 | 22038835 | 1351909 | 0 | 1779986 | 9589466 | 0 | 472971 | 0 | 0 | 10221053 | 0 | 3542548 | 66028480 | 25.8
WI_2026 | WI | 2026 | 26.6 | 189.2 | 18.7 | 3618.8 | 0 | 231.9 | 27.5 | 3482 | 2926 | 0 | 394.1 | 1197.1 | 0 | 871.7 | 0 | 0 | 11411.7 | 0 | 1721.3 | -3530 | 365484 | 0 | 123022 | 12267381 | 0 | 229431 | 180691 | 20032428 | 1261509 | 0 | 1781846 | 9589466 | 0 | 442156 | 0 | 0 | 23138810 | 0 | 5577047 | 74985738 | 21
WI_2027 | WI | 2027 | 841.1 | 189.2 | 28.1 | 3601.5 | 0 | 323.2 | 41.2 | 3476.1 | 2923 | 0 | 396.5 | 1197.1 | 0 | 869.3 | 0 | 0 | 11362 | 0 | 1734.7 | -174268 | 332245 | 0 | 184532 | 7926226 | 0 | 415771 | 271036 | 18129350 | 974129 | 0 | 1795460 | 9589466 | 0 | 447751 | 0 | 0 | 22799343 | 0 | 6154364 | 68845403 | 15.8
WI_2028 | WI | 2028 | 2276.2 | 189.2 | 0 | 3543.5 | 0 | 414.5 | 55 | 3470.3 | 2837.6 | 0 | 397 | 1197.1 | 0 | 682 | 0 | 0 | 11290.9 | 0 | 2755.9 | -611901 | 287110 | 0 | 0 | 1367715 | 0 | 546069 | 361382 | 12951975 | 578622 | 0 | 1795020 | 9580925 | 0 | 389473 | 0 | 0 | 22823695 | 0 | 9972713 | 60042798 | 7
WI_2029 | WI | 2029 | 2387.3 | 189.2 | 0 | 3520.5 | 0 | 580.7 | 55 | 3466.8 | 2837.6 | 0 | 397.4 | 1197.1 | 0 | 409.6 | 0 | 0 | 11323.5 | 0 | 2774.8 | -674652 | 278990 | 0 | 0 | 857073 | 0 | 763886 | 361382 | 9498883 | 584667 | 0 | 1799179 | 8189249 | 0 | 289785 | 0 | 0 | 22713973 | 0 | 10021326 | 54683741 | 5.1
WI_2030 | WI | 2030 | 2728.4 | 127.2 | 0 | 3491.8 | 0 | 746.8 | 55 | 3463.2 | 2822.6 | 0 | 397.9 | 1197.1 | 0 | 176.9 | 0 | 0 | 11426.4 | 0 | 2817 | -736128 | 267494 | 0 | 0 | 973090 | 0 | 980693 | 361382 | 6846888 | 413653 | 0 | 1794910 | 8102711 | 0 | 0 | 0 | 0 | 22873459 | 0 | 10122900 | 52001053 | 3.8
WV_2022 | WV | 2022 | 49.6 | 5.4 | 0 | 11280 | 0 | 72.3 | 0 | 0 | 1089.6 | 0 | 237.8 | 0 | 0 | 11 | 0 | 0 | 6 | 0 | 893.1 | -4409 | 24819 | 0 | 0 | 34861219 | 0 | 94530 | 0 | 0 | 983944 | 0 | 979596 | 0 | 0 | 0 | 0 | 0 | 12092 | 0 | 2411858 | 39363648 | 36
WV_2023 | WV | 2023 | 49.6 | 5.4 | 0 | 11280 | 0 | 83.9 | 0 | 524.5 | 1089.6 | 0 | 237.8 | 0 | 0 | 11 | 0 | 0 | 156.9 | 0 | 1056.1 | -4569 | 24819 | 0 | 0 | 24099540 | 0 | 99230 | 0 | 3842054 | 983944 | 0 | 979596 | 0 | 0 | 0 | 0 | 0 | 319717 | 0 | 2990333 | 33334664 | 26.4
WV_2024 | WV | 2024 | 47.6 | 5.4 | 0 | 11201.1 | 0 | 95.5 | 0 | 524.5 | 1089.6 | 0 | 238.2 | 0 | 0 | 11 | 0 | 0 | 163.7 | 0 | 1061.4 | -4612 | 24819 | 0 | 0 | 18255334 | 0 | 129159 | 0 | 3824332 | 1045319 | 0 | 981041 | 0 | 0 | 0 | 0 | 0 | 317478 | 0 | 3081202 | 27654072 | 20.6
WV_2025 | WV | 2025 | 47.9 | 5.4 | 3.1 | 11098.8 | 0 | 111.6 | 4.6 | 524.1 | 1089.6 | 0 | 238.5 | 0 | 0 | 11 | 0 | 0 | 165.3 | 0 | 1062 | -4909 | 24819 | 0 | 20504 | 18223168 | 0 | 151145 | 30115 | 3801693 | 983944 | 0 | 982487 | 0 | 0 | 0 | 0 | 0 | 315241 | 0 | 3084175 | 27612381 | 20.5
WV_2026 | WV | 2026 | 32.2 | 5.4 | 6.2 | 10994.3 | 0 | 127.8 | 9.2 | 523.7 | 1089.6 | 0 | 238.9 | 0 | 0 | 11 | 0 | 0 | 164.4 | 0 | 1062.4 | -3235 | 24819 | 0 | 41007 | 15363640 | 0 | 173053 | 60230 | 3777014 | 983944 | 0 | 983932 | 0 | 0 | 0 | 0 | 0 | 313036 | 0 | 3087601 | 24805040 | 17.7
WV_2027 | WV | 2027 | 32.6 | 5.4 | 9.4 | 10872.5 | 0 | 153 | 13.7 | 522.9 | 1089.6 | 0 | 249.3 | 0 | 0 | 11 | 0 | 0 | 163.3 | 0 | 1062.1 | -3528 | 24819 | 0 | 61511 | 10641378 | 0 | 207084 | 90345 | 3746234 | 724847 | 0 | 1027570 | 0 | 0 | 0 | 0 | 0 | 310861 | 0 | 3084276 | 19915398 | 12.7
WV_2028 | WV | 2028 | 32.8 | 5.4 | 0 | 10464 | 0 | 178.1 | 18.3 | 522 | 1089.6 | 0 | 249.6 | 0 | 0 | 11 | 0 | 0 | 162.2 | 0 | 1061.3 | -3615 | 24819 | 0 | 0 | 2294492 | 0 | 241120 | 120461 | 3485898 | 552415 | 0 | 1029016 | 0 | 0 | 0 | 0 | 0 | 308686 | 0 | 3083027 | 11136318 | 3.9
WV_2029 | WV | 2029 | 36.9 | 5.4 | 0 | 10302.2 | 0 | 217.8 | 18.3 | 521.5 | 1089.6 | 0 | 250 | 0 | 0 | 11 | 0 | 0 | 167.9 | 0 | 1061.6 | -4885 | 24819 | 0 | 0 | 785736 | 0 | 294905 | 120461 | 3533835 | 446877 | 0 | 1030461 | 0 | 0 | 0 | 0 | 0 | 317570 | 0 | 3080838 | 9630616 | 2.3
WV_2030 | WV | 2030 | 70.2 | 5.4 | 0 | 10100.5 | 0 | 257.5 | 18.3 | 520.9 | 1089.6 | 0 | 250.4 | 0 | 0 | 0 | 0 | 0 | 258.2 | 0 | 1101.2 | -20447 | 24819 | 0 | 0 | 0 | 0 | 345746 | 120461 | 3318218 | 142505 | 0 | 1031907 | 0 | 0 | 0 | 0 | 0 | 506552 | 0 | 3209847 | 8679607 | 1.3
WY_2022 | WY | 2022 | 0 | 0 | 0 | 5998 | 0 | 6.8 | 0 | 94 | 150 | 0 | 307.1 | 0 | 0 | 251.7 | 0 | 0 | 92 | 0 | 2782.1 | 0 | 0 | 0 | 0 | 41873608 | 0 | 11000 | 0 | 721429 | 0 | 0 | 1043728 | 0 | 0 | 0 | 0 | 0 | 208717 | 0 | 9820004 | 53678486 | 45.4
WY_2023 | WY | 2023 | 0 | 0 | 0 | 5998 | 0 | 9.1 | 0 | 94 | 150 | 0 | 307.1 | 0 | 0 | 251.7 | 0 | 0 | 92 | 0 | 2782.1 | 0 | 0 | 0 | 0 | 34331725 | 0 | 14669 | 0 | 696518 | 0 | 0 | 1042598 | 0 | 0 | 0 | 0 | 0 | 207257 | 0 | 9806690 | 46099457 | 36.5
WY_2024 | WY | 2024 | 0 | 0 | 0 | 5867.3 | 0 | 11.4 | 0 | 94 | 0 | 0 | 307.1 | 0 | 0 | 0 | 0 | 0 | 92 | 0 | 3236.2 | 0 | 0 | 0 | 0 | 34733137 | 0 | 18282 | 0 | 679136 | 0 | 0 | 1043925 | 0 | 0 | 0 | 0 | 0 | 205798 | 0 | 11440753 | 48121032 | 37
WY_2025 | WY | 2025 | 0 | 0 | 6.2 | 4912.4 | 0 | 14.5 | 9.2 | 93.9 | 0 | 0 | 307.2 | 0 | 0 | 0 | 0 | 0 | 92 | 0 | 4503.7 | 0 | 0 | 0 | 41007 | 31409559 | 0 | 23237 | 60230 | 495308 | 0 | 0 | 1044122 | 0 | 0 | 0 | 0 | 0 | 204359 | 0 | 16454242 | 49732065 | 33.3
WY_2026 | WY | 2026 | 0.2 | 0 | 12.5 | 4868.9 | 0 | 17.5 | 18.3 | 93.9 | 0 | 0 | 307.2 | 0 | 0 | 0 | 0 | 0 | 92 | 0 | 6276 | -63 | 0 | 0 | 82014 | 26536709 | 0 | 20459 | 120461 | 341130 | 0 | 0 | 1040165 | 0 | 0 | 0 | 0 | 0 | 202943 | 0 | 21438341 | 49782160 | 28
WY_2027 | WY | 2027 | 0.5 | 0 | 18.7 | 4606.7 | 0 | 21.7 | 27.5 | 93.7 | 0 | 0 | 307.3 | 0 | 0 | 0 | 0 | 0 | 92 | 0 | 6748.6 | -89 | 0 | 0 | 123022 | 24315624 | 0 | 35123 | 180691 | 92308 | 0 | 0 | 1044516 | 0 | 0 | 0 | 0 | 0 | 201504 | 0 | 25855486 | 51848185 | 25.5
WY_2028 | WY | 2028 | 12.1 | 0 | 1550.5 | 2489.9 | 0 | 25.8 | 36.6 | 93.5 | 0 | 0 | 307.3 | 0 | 345 | 0 | 0 | 0 | 92 | 0 | 13618.6 | -2898 | 0 | 0 | 10996147 | 4800348 | 0 | 35618 | 240921 | 95611 | 0 | 0 | 1039909 | 0 | 2211465 | 0 | 0 | 0 | 186829 | 0 | 53746717 | 73350667 | 6.6
WY_2029 | WY | 2029 | 29.8 | 0 | 1550.5 | 2458.4 | 0 | 31.7 | 36.6 | 93.5 | 0 | 0 | 307.4 | 0 | 345 | 0 | 0 | 0 | 92 | 0 | 14573.3 | -7999 | 0 | 0 | 10996147 | 3226925 | 0 | 51231 | 240921 | 38340 | 0 | 0 | 1044910 | 0 | 1969158 | 0 | 0 | 0 | 188623 | 0 | 58478137 | 76226394 | 4.9
WY_2030 | WY | 2030 | 200.9 | 0 | 1550.5 | 2419.2 | 0 | 37.5 | 36.6 | 93.4 | 0 | 0 | 307.4 | 0 | 345 | 0 | 0 | 0 | 92 | 0 | 17550.3 | -44004 | 0 | 0 | 10996147 | 1396334 | 0 | 43766 | 240921 | 56414 | 0 | 0 | 1037875 | 0 | 1969158 | 0 | 0 | 0 | 139007 | 0 | 69156087 | 84991706 | 3.1

## REEDS crosswalk
state
t
battery_MW | battery
bio_MW | biomass
coal_ccs_MW | hard coal
coal_MW | hard coal
csp_MW | solar pv
distpv_MW
gas_cc_ccs_MW | natural gas steam turbine
gas_cc_MW | natural gas steam turbine
gas_ct_MW | natural gas steam turbine
geo_MW | geothermal
hydro_MW | hydro
nuclear_MW | nuclear
nuclear_smr_MW | nuclear
o-g-s_MW | petroleum
pumped-hydro_MW | pumped hydro
re_ct_MW
upv_MW | solar pv
wind_offshore_MW | offshore wind
wind_onshore_MW | onshore wind
battery_MWh | battery
bio_MWh | biomass
canada_MWh
coal_ccs_MWh | hard coal
coal_MWh | hard coal
csp_MWh | solar pv
distpv_MWh
gas_cc_ccs_MWh | natural gas steam turbine
gas_cc_MWh | natural gas steam turbine
gas_ct_MWh | natural gas steam turbine
geo_MWh | geothermal
hydro_MWh | hydro
nuclear_MWh | nuclear
nuclear_smr_MWh | nuclear
o-g-s_MWh | petroleum
pumped-hydro_MWh | pumped hydro
re_ct_MWh
upv_MWh | solar pv
wind_offshore_MWh | offshore wind
wind_onshore_MWh | onshore wind
generation
co2_c_mmt

## REEDS summary
REEDS Data Summarized | [10 empty] | Percent of Total
AL |  | AL_2022 | AL_2023 | AL_2024 | AL_2025 | AL_2026 | AL_2027 | AL_2028 | AL_2029 | AL_2030 | AL_2022 | AL_2023 | AL_2024 | AL_2025 | AL_2026 | AL_2027 | AL_2028 | AL_2029 | AL_2030
|  | 2022 | 2023 | 2024 | 2025 | 2026 | 2027 | 2028 | 2029 | 2030 | 2022 | 2023 | 2024 | 2025 | 2026 | 2027 | 2028 | 2029 | 2030
AL | battery | 0 | 0 | 0 | 0 | 0 | 0 | 0 | 0 | 0 | 0 | 0 | 0 | 0 | 0 | 0 | 0 | 0 | 0
AL | biomass | 29415 | 29415 | 29415 | 29415 | 29415 | 29415 | 29415 | 29415 | 29415 | 0.00022468 | 0.00019784 | 0.00019061 | 0.00019543 | 0.00020268 | 0.00020646 | 0.00021789 | 0.00021054 | 0.00022397
AL | hard coal | 33823351 | 32487520 | 32487156 | 32102205 | 31569197 | 29705947 | 25726053 | 27289778 | 28110346 | 0.25835 | 0.21851 | 0.21052 | 0.21328 | 0.21752 | 0.2085 | 0.19056 | 0.19533 | 0.21403
AL | geothermal | 0 | 0 | 0 | 0 | 0 | 0 | 0 | 0 | 0 | 0 | 0 | 0 | 0 | 0 | 0 | 0 | 0 | 0
AL | hydro | 9704302 | 9703029 | 9713363 | 10024547 | 10034680 | 10141830 | 10194938 | 10201313 | 10213940 | 0.074123 | 0.065262 | 0.062944 | 0.066601 | 0.069142 | 0.071184 | 0.075518 | 0.073017 | 0.077769
AL | natural gas steam turbine | 40392371 | 58958065 | 65417617 | 61647994 | 55492686 | 51282134 | 43407545 | 39249582 | 26314975 | 0.30852 | 0.39655 | 0.42392 | 0.40958 | 0.38236 | 0.35994 | 0.32154 | 0.28093 | 0.20036
AL | nuclear | 44519210 | 44519210 | 44519210 | 44519210 | 44519210 | 44519210 | 44519210 | 44519210 | 44519210 | 0.34005 | 0.29943 | 0.28849 | 0.29578 | 0.30675 | 0.31248 | 0.32977 | 0.31865 | 0.33897
AL | offshore wind | 0 | 0 | 0 | 0 | 0 | 0 | 0 | 0 | 0 | 0 | 0 | 0 | 0 | 0 | 0 | 0 | 0 | 0
AL | petroleum | 1243712 | 1402943 | 441841 | 472991 | 685367 | 695939 | 1121991 | 909000 | 1086251 | 0.0094997 | 0.0094361 | 0.0028632 | 0.0031425 | 0.0047224 | 0.0048847 | 0.008311 | 0.0065062 | 0.0082707
AL | onshore wind | 0 | 0 | 0 | 0 | 0 | 0 | 0 | 0 | 0 | 0 | 0 | 0 | 0 | 0 | 0 | 0 | 0 | 0
AL | pumped hydro | 0 | 0 | 0 | 0 | 0 | 0 | 0 | 0 | 0 | 0 | 0 | 0 | 0 | 0 | 0 | 0 | 0 | 0
AL | solar pv | 1208752 | 1577345 | 1708516 | 1719481 | 2801553 | 6098368 | 10000893 | 17513523 | 21062677 | 0.0092327 | 0.010609 | 0.011071 | 0.011424 | 0.019303 | 0.042804 | 0.074081 | 0.12535 | 0.16037
AZ |  | AZ_2022 | AZ_2023 | AZ_2024 | AZ_2025 | AZ_2026 | AZ_2027 | AZ_2028 | AZ_2029 | AZ_2030 | AZ_2022 | AZ_2023 | AZ_2024 | AZ_2025 | AZ_2026 | AZ_2027 | AZ_2028 | AZ_2029 | AZ_2030
|  | 2022 | 2023 | 2024 | 2025 | 2026 | 2027 | 2028 | 2029 | 2030 | 2022 | 2023 | 2024 | 2025 | 2026 | 2027 | 2028 | 2029 | 2030
AZ | battery | 0 | 0 | 0 | 0 | 0 | 0 | 0 | 0 | 0 | 0 | 0 | 0 | 0 | 0 | 0 | 0 | 0 | 0
AZ | biomass | 27577 | 27577 | 27577 | 27577 | 27577 | 27577 | 27577 | 25707 | 25707 | 0.00027121 | 0.00030668 | 0.00029508 | 0.00029907 | 0.00029519 | 0.00029946 | 0.00029667 | 0.00026592 | 0.00026756
AZ | hard coal | 20872123 | 19029980 | 18467787 | 17363540 | 15864171 | 15377456 | 7898588 | 8012938 | 6519503 | 0.20527 | 0.21163 | 0.19761 | 0.18831 | 0.16981 | 0.16698 | 0.084973 | 0.082887 | 0.067856
AZ | geothermal | 0 | 0 | 0 | 0 | 0 | 0 | 0 | 0 | 0 | 0 | 0 | 0 | 0 | 0 | 0 | 0 | 0 | 0
AZ | hydro | 7246652 | 7246652 | 7246804 | 8628376 | 8628528 | 8637626 | 8630449 | 8636154 | 8616548 | 0.071269 | 0.080588 | 0.077542 | 0.093574 | 0.092361 | 0.093796 | 0.092846 | 0.089333 | 0.089683
AZ | natural gas steam turbine | 31617311 | 20325118 | 18395143 | 16093789 | 16074622 | 12969138 | 9178381 | 8495528 | 8387745 | 0.31095 | 0.22603 | 0.19683 | 0.17454 | 0.17207 | 0.14083 | 0.098741 | 0.087878 | 0.087301
AZ | nuclear | 31618584 | 31618584 | 31618584 | 31618584 | 31618584 | 31618584 | 30552162 | 30552162 | 30449033 | 0.31096 | 0.35162 | 0.33832 | 0.3429 | 0.33845 | 0.34335 | 0.32868 | 0.31603 | 0.31692
AZ | offshore wind | 0 | 0 | 0 | 0 | 0 | 0 | 0 | 0 | 0 | 0 | 0 | 0 | 0 | 0 | 0 | 0 | 0 | 0
AZ | petroleum | 1113957 | 1113957 | 587621 | 587621 | 587621 | 450965 | 440453 | 384739 | 307476 | 0.010955 | 0.012388 | 0.0062876 | 0.0063727 | 0.00629 | 0.004897 | 0.0047384 | 0.0039798 | 0.0032003
AZ | onshore wind | 1676683 | 1688417 | 1685885 | 1701411 | 1989930 | 2008713 | 2693408 | 2762852 | 2764866 | 0.01649 | 0.018776 | 0.018039 | 0.018452 | 0.021301 | 0.021813 | 0.028976 | 0.028579 | 0.028777
AZ | pumped hydro | 0 | 0 | 0 | 0 | 0 | 0 | 0 | 0 | 0 | 0 | 0 | 0 | 0 | 0 | 0 | 0 | 0 | 0
AZ | solar pv | 7507652 | 8871845 | 15427276 | 16188015 | 18630366 | 20999541 | 33533050 | 37803536 | 39007361 | 0.073836 | 0.098661 | 0.16507 | 0.17556 | 0.19942 | 0.22803 | 0.36075 | 0.39104 | 0.406
AR |  | AR_2022 | AR_2023 | AR_2024 | AR_2025 | AR_2026 | AR_2027 | AR_2028 | AR_2029 | AR_2030 | AR_2022 | AR_2023 | AR_2024 | AR_2025 | AR_2026 | AR_2027 | AR_2028 | AR_2029 | AR_2030
|  | 2022 | 2023 | 2024 | 2025 | 2026 | 2027 | 2028 | 2029 | 2030 | 2022 | 2023 | 2024 | 2025 | 2026 | 2027 | 2028 | 2029 | 2030
AR | battery | 0 | 0 | 0 | 0 | 0 | 0 | 0 | 0 | 0 | 0 | 0 | 0 | 0 | 0 | 0 | 0 | 0 | 0
AR | biomass | 40369 | 40369 | 40369 | 40369 | 40369 | 39462 | 37633 | 35302 | 34429 | 0.00066505 | 0.00086713 | 0.00088737 | 0.00088826 | 0.00094251 | 0.00090509 | 0.00098235 | 0.0009166 | 0.00089582
AR | hard coal | 29909120 | 15368075 | 13411216 | 12010296 | 8654116 | 6521246 | 2399368 | 1421779 | 952771 | 0.49273 | 0.33011 | 0.2948 | 0.26427 | 0.20205 | 0.14957 | 0.062632 | 0.036916 | 0.024791
AR | geothermal | 0 | 0 | 0 | 0 | 0 | 0 | 0 | 0 | 0 | 0 | 0 | 0 | 0 | 0 | 0 | 0 | 0 | 0
AR | hydro | 2917131 | 2917131 | 2919630 | 2921353 | 2921865 | 2918929 | 2963510 | 2963318 | 2963598 | 0.048057 | 0.06266 | 0.064178 | 0.06428 | 0.068218 | 0.066948 | 0.077358 | 0.076941 | 0.077111
AR | natural gas steam turbine | 12366300 | 12660302 | 13367158 | 11151416 | 10608346 | 7613467 | 2664205 | 1071846 | 538205 | 0.20373 | 0.27194 | 0.29383 | 0.24537 | 0.24768 | 0.17462 | 0.069545 | 0.02783 | 0.014004
AR | nuclear | 14613013 | 14613013 | 14613013 | 14613013 | 14613013 | 14613013 | 14613013 | 14120622 | 14017535 | 0.24074 | 0.31389 | 0.32122 | 0.32154 | 0.34118 | 0.33516 | 0.38145 | 0.36664 | 0.36473
AR | offshore wind | 0 | 0 | 0 | 0 | 0 | 0 | 0 | 0 | 0 | 0 | 0 | 0 | 0 | 0 | 0 | 0 | 0 | 0
AR | petroleum | 281525 | 281525 | 150536 | 0 | 0 | 0 | 0 | 0 | 0 | 0.0046379 | 0.0060472 | 0.003309 | 0 | 0 | 0 | 0 | 0 | 0
AR | onshore wind | 0 | 0 | 0 | 0 | 0 | 0 | 0 | 0 | 0 | 0 | 0 | 0 | 0 | 0 | 0 | 0 | 0 | 0
AR | pumped hydro | 0 | 0 | 0 | 0 | 0 | 0 | 0 | 0 | 0 | 0 | 0 | 0 | 0 | 0 | 0 | 0 | 0 | 0
AR | solar pv | 573458 | 674270 | 990857 | 4710628 | 5993461 | 11893987 | 15631539 | 18901139 | 19926255 | 0.0094473 | 0.014483 | 0.021781 | 0.10365 | 0.13993 | 0.2728 | 0.40804 | 0.49076 | 0.51847
CA |  | CA_2022 | CA_2023 | CA_2024 | CA_2025 | CA_2026 | CA_2027 | CA_2028 | CA_2029 | CA_2030 | CA_2022 | CA_2023 | CA_2024 | CA_2025 | CA_2026 | CA_2027 | CA_2028 | CA_2029 | CA_2030
|  | 2022 | 2023 | 2024 | 2025 | 2026 | 2027 | 2028 | 2029 | 2030 | 2022 | 2023 | 2024 | 2025 | 2026 | 2027 | 2028 | 2029 | 2030
CA | battery | 0 | 0 | 0 | 0 | 0 | 0 | 0 | 0 | 0 | 0 | 0 | 0 | 0 | 0 | 0 | 0 | 0 | 0
CA | biomass | 2221389 | 1535504 | 1666675 | 1494705 | 1494705 | 1491136 | 1440320 | 1415959 | 1391348 | 0.010931 | 0.0079321 | 0.0081141 | 0.0075457 | 0.0076088 | 0.007354 | 0.0076081 | 0.0078166 | 0.0068409
CA | hard coal | 0 | 0 | 0 | 41007 | 82014 | 123022 | 0 | 0 | 0 | 0 | 0 | 0 | 0.00020701 | 0.00041749 | 0.00060672 | 0 | 0 | 0
CA | geothermal | 670989 | 670989 | 670989 | 670989 | 670989 | 9216362 | 9381313 | 9546264 | 9546264 | 0.0033019 | 0.0034662 | 0.0032667 | 0.0033873 | 0.0034157 | 0.045453 | 0.049555 | 0.052699 | 0.046937
CA | hydro | 29045873 | 29045873 | 29081950 | 29926687 | 30031576 | 30839968 | 31160126 | 31292832 | 31462972 | 0.14293 | 0.15005 | 0.14158 | 0.15108 | 0.15288 | 0.1521 | 0.1646 | 0.17275 | 0.1547
CA | natural gas steam turbine | 92014589 | 83708204 | 75294834 | 67449029 | 65539556 | 56551666 | 41451679 | 37893169 | 24700632 | 0.45279 | 0.43242 | 0.36657 | 0.3405 | 0.33363 | 0.2789 | 0.21896 | 0.20918 | 0.12145
CA | nuclear | 17891898 | 17891898 | 17891898 | 17891898 | 17891898 | 17891898 | 17505782 | 8627139 | 0 | 0.088044 | 0.092426 | 0.087106 | 0.090323 | 0.091079 | 0.088239 | 0.09247 | 0.047625 | 0
CA | offshore wind | 0 | 0 | 0 | 0 | 0 | 0 | 2338100 | 5170208 | 8853169 | 0 | 0 | 0 | 0 | 0 | 0 | 0.01235 | 0.028542 | 0.043529
CA | petroleum | 2607764 | 1447345 | 522762 | 522762 | 521921 | 521921 | 464105 | 464105 | 311628 | 0.012833 | 0.0074767 | 0.002545 | 0.002639 | 0.0026568 | 0.002574 | 0.0024515 | 0.002562 | 0.0015322
CA | onshore wind | 14121780 | 13875629 | 16167737 | 16360910 | 16430224 | 16482159 | 16394201 | 15765636 | 15925287 | 0.069492 | 0.071679 | 0.078712 | 0.082594 | 0.083638 | 0.081287 | 0.086598 | 0.087032 | 0.078301
CA | pumped hydro | 0 | 0 | 0 | 0 | 0 | 0 | 0 | 0 | 0 | 0 | 0 | 0 | 0 | 0 | 0 | 0 | 0 | 0
CA | solar pv | 44640799 | 45404601 | 64107152 | 63729300 | 63780822 | 69647268 | 69177295 | 70971560 | 111195041 | 0.21967 | 0.23455 | 0.3121 | 0.32172 | 0.32468 | 0.34349 | 0.36541 | 0.39179 | 0.54672
CO |  | CO_2022 | CO_2023 | CO_2024 | CO_2025 | CO_2026 | CO_2027 | CO_2028 | CO_2029 | CO_2030 | CO_2022 | CO_2023 | CO_2024 | CO_2025 | CO_2026 | CO_2027 | CO_2028 | CO_2029 | CO_2030
|  | 2022 | 2023 | 2024 | 2025 | 2026 | 2027 | 2028 | 2029 | 2030 | 2022 | 2023 | 2024 | 2025 | 2026 | 2027 | 2028 | 2029 | 2030
CO | battery | 0 | 0 | 0 | 0 | 0 | 0 | 0 | 0 | 0 | 0 | 0 | 0 | 0 | 0 | 0 | 0 | 0 | 0
CO | biomass | 98986 | 54806 | 54806 | 54443 | 54806 | 54806 | 49295 | 48856 | 42088 | 0.0019145 | 0.00065306 | 0.00064929 | 0.00060751 | 0.00062038 | 0.00064205 | 0.00057558 | 0.00058788 | 0.00048059
CO | hard coal | 26975784 | 21310306 | 17320441 | 11146197 | 9816942 | 8666901 | 1100912 | 176454 | 0 | 0.52173 | 0.25393 | 0.2052 | 0.12438 | 0.11112 | 0.10153 | 0.012855 | 0.0021233 | 0
CO | geothermal | 0 | 0 | 0 | 0 | 0 | 0 | 0 | 0 | 0 | 0 | 0 | 0 | 0 | 0 | 0 | 0 | 0 | 0
CO | hydro | 1841640 | 1841640 | 1841019 | 1838935 | 1842261 | 1841507 | 1828842 | 1829509 | 1834941 | 0.035619 | 0.021945 | 0.021811 | 0.02052 | 0.020854 | 0.021573 | 0.021354 | 0.022014 | 0.020953
CO | natural gas steam turbine | 6550637 | 6205379 | 3774828 | 2281498 | 3866958 | 2607833 | 940718 | 922874 | 535695 | 0.12669 | 0.073942 | 0.044721 | 0.025458 | 0.043773 | 0.030551 | 0.010984 | 0.011105 | 0.0061169
CO | nuclear | 0 | 0 | 0 | 0 | 0 | 0 | 0 | 0 | 0 | 0 | 0 | 0 | 0 | 0 | 0 | 0 | 0 | 0
CO | offshore wind | 0 | 0 | 0 | 0 | 0 | 0 | 0 | 0 | 0 | 0 | 0 | 0 | 0 | 0 | 0 | 0 | 0 | 0
CO | petroleum | 0 | 0 | 0 | 0 | 0 | 0 | 0 | 0 | 0 | 0 | 0 | 0 | 0 | 0 | 0 | 0 | 0 | 0
CO | onshore wind | 13923172 | 45070009 | 51380850 | 64295987 | 63950853 | 63662697 | 71113375 | 69474938 | 72601452 | 0.26928 | 0.53704 | 0.60871 | 0.71746 | 0.7239 | 0.7458 | 0.83034 | 0.83599 | 0.82901
CO | pumped hydro | 0 | 0 | 0 | 0 | 0 | 0 | 0 | 0 | 0 | 0 | 0 | 0 | 0 | 0 | 0 | 0 | 0 | 0
CO | solar pv | 2314362 | 9440278 | 10037297 | 9999299 | 8810197 | 8527369 | 10610815 | 10652594 | 12561570 | 0.044761 | 0.11249 | 0.11891 | 0.11158 | 0.099728 | 0.099898 | 0.12389 | 0.12818 | 0.14344
CT |  | CT_2022 | CT_2023 | CT_2024 | CT_2025 | CT_2026 | CT_2027 | CT_2028 | CT_2029 | CT_2030 | CT_2022 | CT_2023 | CT_2024 | CT_2025 | CT_2026 | CT_2027 | CT_2028 | CT_2029 | CT_2030
|  | 2022 | 2023 | 2024 | 2025 | 2026 | 2027 | 2028 | 2029 | 2030 | 2022 | 2023 | 2024 | 2025 | 2026 | 2027 | 2028 | 2029 | 2030
CT | battery | 0 | 0 | 0 | 0 | 0 | 0 | 0 | 0 | 0 | 0 | 0 | 0 | 0 | 0 | 0 | 0 | 0 | 0
CT | biomass | 1021960 | 1021960 | 1021960 | 807683 | 807683 | 828025 | 913440 | 949012 | 932580 | 0.022149 | 0.024875 | 0.023293 | 0.01892 | 0.019393 | 0.020059 | 0.023267 | 0.024498 | 0.026829
CT | hard coal | 0 | 0 | 0 | 10252 | 20504 | 30755 | 0 | 0 | 0 | 0 | 0 | 0 | 0.00024015 | 0.00049232 | 0.00074505 | 0 | 0 | 0
CT | geothermal | 0 | 0 | 0 | 0 | 0 | 0 | 0 | 0 | 0 | 0 | 0 | 0 | 0 | 0 | 0 | 0 | 0 | 0
CT | hydro | 410024 | 410024 | 410358 | 410693 | 411028 | 411362 | 411697 | 412031 | 412366 | 0.0088866 | 0.0099803 | 0.0093531 | 0.0096205 | 0.0098692 | 0.0099653 | 0.010487 | 0.010636 | 0.011863
CT | natural gas steam turbine | 26400211 | 21854197 | 23440867 | 21982868 | 20950437 | 20583076 | 18540740 | 17891498 | 13779844 | 0.57218 | 0.53195 | 0.53427 | 0.51495 | 0.50304 | 0.49863 | 0.47227 | 0.46186 | 0.39643
CT | nuclear | 16617388 | 16617388 | 16617388 | 16617388 | 16617388 | 16617388 | 16617388 | 16617388 | 16617388 | 0.36015 | 0.40448 | 0.37875 | 0.38926 | 0.399 | 0.40256 | 0.42327 | 0.42897 | 0.47806
CT | offshore wind | 0 | 0 | 0 | 0 | 0 | 0 | 0 | 0 | 0 | 0 | 0 | 0 | 0 | 0 | 0 | 0 | 0 | 0
CT | petroleum | 1212182 | 673485 | 25414 | 25414 | 25414 | 25414 | 0 | 0 | 0 | 0.026272 | 0.016393 | 0.00057925 | 0.00059533 | 0.00061022 | 0.00061566 | 0 | 0 | 0
CT | onshore wind | 3005 | 2997 | 2989 | 2981 | 2973 | 2965 | 2932 | 2566 | 2749 | 6.5128e-05 | 7.2949e-05 | 6.8127e-05 | 6.983e-05 | 7.1385e-05 | 7.1828e-05 | 7.4683e-05 | 6.624e-05 | 7.9086e-05
CT | pumped hydro | 0 | 0 | 0 | 0 | 0 | 0 | 0 | 0 | 0 | 0 | 0 | 0 | 0 | 0 | 0 | 0 | 0 | 0
CT | solar pv | 474935 | 503379 | 2355261 | 2831953 | 2812025 | 2780359 | 2772919 | 2865532 | 3014782 | 0.010293 | 0.012253 | 0.053682 | 0.066339 | 0.06752 | 0.067355 | 0.070631 | 0.073972 | 0.086732
DE |  | DE_2022 | DE_2023 | DE_2024 | DE_2025 | DE_2026 | DE_2027 | DE_2028 | DE_2029 | DE_2030 | DE_2022 | DE_2023 | DE_2024 | DE_2025 | DE_2026 | DE_2027 | DE_2028 | DE_2029 | DE_2030
|  | 2022 | 2023 | 2024 | 2025 | 2026 | 2027 | 2028 | 2029 | 2030 | 2022 | 2023 | 2024 | 2025 | 2026 | 2027 | 2028 | 2029 | 2030
DE | battery | 0 | 0 | 0 | 0 | 0 | 0 | 0 | 0 | 0 | 0 | 0 | 0 | 0 | 0 | 0 | 0 | 0 | 0
DE | biomass | 45827 | 45827 | 45827 | 45827 | 45827 | 45827 | 45827 | 45827 | 45827 | 0.0084572 | 0.0088012 | 0.009029 | 0.0094721 | 0.010156 | 0.012492 | 0.015133 | 0.016405 | 0.017854
DE | hard coal | 0 | 0 | 0 | 10252 | 20504 | 30755 | 0 | 0 | 0 | 0 | 0 | 0 | 0.002119 | 0.004544 | 0.0083834 | 0 | 0 | 0
DE | geothermal | 0 | 0 | 0 | 0 | 0 | 0 | 0 | 0 | 0 | 0 | 0 | 0 | 0 | 0 | 0 | 0 | 0 | 0
DE | hydro | 0 | 0 | 0 | 0 | 0 | 0 | 0 | 0 | 0 | 0 | 0 | 0 | 0 | 0 | 0 | 0 | 0 | 0
DE | natural gas steam turbine | 4018241 | 3684535 | 3646706 | 3469361 | 3382586 | 2524140 | 1920298 | 1692877 | 1413546 | 0.74155 | 0.70762 | 0.71848 | 0.71709 | 0.74963 | 0.68805 | 0.63413 | 0.60602 | 0.55072
DE | nuclear | 0 | 0 | 0 | 0 | 0 | 0 | 0 | 0 | 0 | 0 | 0 | 0 | 0 | 0 | 0 | 0 | 0 | 0
DE | offshore wind | 0 | 0 | 0 | 0 | 0 | 0 | 0 | 0 | 0 | 0 | 0 | 0 | 0 | 0 | 0 | 0 | 0 | 0
DE | petroleum | 788997 | 403075 | 318546 | 228796 | 0 | 0 | 0 | 0 | 0 | 0.14561 | 0.077411 | 0.062761 | 0.04729 | 0 | 0 | 0 | 0 | 0
DE | onshore wind | 0 | 0 | 0 | 0 | 0 | 0 | 0 | 0 | 0 | 0 | 0 | 0 | 0 | 0 | 0 | 0 | 0 | 0
DE | pumped hydro | 0 | 0 | 0 | 0 | 0 | 0 | 0 | 0 | 0 | 0 | 0 | 0 | 0 | 0 | 0 | 0 | 0 | 0
DE | solar pv | 565653 | 1073494 | 1064477 | 1083866 | 1063432 | 1067843 | 1062124 | 1054719 | 1107330 | 0.10439 | 0.20617 | 0.20973 | 0.22403 | 0.23567 | 0.29108 | 0.35074 | 0.37757 | 0.43142
FL |  | FL_2022 | FL_2023 | FL_2024 | FL_2025 | FL_2026 | FL_2027 | FL_2028 | FL_2029 | FL_2030 | FL_2022 | FL_2023 | FL_2024 | FL_2025 | FL_2026 | FL_2027 | FL_2028 | FL_2029 | FL_2030
|  | 2022 | 2023 | 2024 | 2025 | 2026 | 2027 | 2028 | 2029 | 2030 | 2022 | 2023 | 2024 | 2025 | 2026 | 2027 | 2028 | 2029 | 2030
FL | battery | 0 | 0 | 0 | 0 | 0 | 0 | 0 | 0 | 0 | 0 | 0 | 0 | 0 | 0 | 0 | 0 | 0 | 0
FL | biomass | 3155697 | 2989728 | 2911021 | 2852499 | 2738575 | 2644093 | 2534453 | 2643141 | 2640647 | 0.01449 | 0.013934 | 0.013263 | 0.012773 | 0.01179 | 0.011263 | 0.0097294 | 0.010411 | 0.010557
FL | hard coal | 36175773 | 30003458 | 24655830 | 24914310 | 19334063 | 15627941 | 20555547 | 20534763 | 20505089 | 0.1661 | 0.13983 | 0.11233 | 0.11157 | 0.08324 | 0.066569 | 0.07891 | 0.080882 | 0.081981
FL | geothermal | 0 | 0 | 0 | 0 | 0 | 0 | 0 | 0 | 0 | 0 | 0 | 0 | 0 | 0 | 0 | 0 | 0 | 0
FL | hydro | 216708 | 216708 | 216758 | 216808 | 216859 | 228182 | 229568 | 226570 | 227647 | 0.00099502 | 0.00101 | 0.00098755 | 0.00097086 | 0.00093365 | 0.00097196 | 0.00088128 | 0.00089241 | 0.00091015
FL | natural gas steam turbine | 134992070 | 137873631 | 146708379 | 140088349 | 130185834 | 102184807 | 84346607 | 75423554 | 69137715 | 0.61982 | 0.64257 | 0.66841 | 0.62731 | 0.56049 | 0.43527 | 0.32379 | 0.29708 | 0.27642
FL | nuclear | 29460986 | 29460986 | 29460986 | 29460986 | 29460986 | 29460986 | 28829067 | 29460986 | 29460986 | 0.13527 | 0.13731 | 0.13422 | 0.13192 | 0.12684 | 0.12549 | 0.11067 | 0.11604 | 0.11779
FL | offshore wind | 0 | 0 | 0 | 0 | 0 | 0 | 0 | 0 | 0 | 0 | 0 | 0 | 0 | 0 | 0 | 0 | 0 | 0
FL | petroleum | 2054833 | 1933420 | 926583 | 926583 | 926583 | 926583 | 926583 | 926583 | 926583 | 0.0094349 | 0.0090109 | 0.0042215 | 0.0041492 | 0.0039892 | 0.0039469 | 0.003557 | 0.0036496 | 0.0037045
FL | onshore wind | 0 | 0 | 0 | 0 | 0 | 0 | 0 | 0 | 0 | 0 | 0 | 0 | 0 | 0 | 0 | 0 | 0 | 0
FL | pumped hydro | 0 | 0 | 0 | 0 | 0 | 0 | 0 | 0 | 0 | 0 | 0 | 0 | 0 | 0 | 0 | 0 | 0 | 0
FL | solar pv | 11735520 | 12086350 | 14610022 | 24856983 | 49407119 | 83691339 | 123072709 | 124669345 | 127222572 | 0.053884 | 0.05633 | 0.066564 | 0.11131 | 0.21271 | 0.35649 | 0.47246 | 0.49105 | 0.50864
GA |  | GA_2022 | GA_2023 | GA_2024 | GA_2025 | GA_2026 | GA_2027 | GA_2028 | GA_2029 | GA_2030 | GA_2022 | GA_2023 | GA_2024 | GA_2025 | GA_2026 | GA_2027 | GA_2028 | GA_2029 | GA_2030
|  | 2022 | 2023 | 2024 | 2025 | 2026 | 2027 | 2028 | 2029 | 2030 | 2022 | 2023 | 2024 | 2025 | 2026 | 2027 | 2028 | 2029 | 2030
GA | battery | 0 | 0 | 0 | 0 | 0 | 0 | 0 | 0 | 0 | 0 | 0 | 0 | 0 | 0 | 0 | 0 | 0 | 0
GA | biomass | 1457009 | 811251 | 423937 | 420224 | 420224 | 398674 | 445090 | 444616 | 445509 | 0.011209 | 0.0065185 | 0.0032809 | 0.0033509 | 0.0034274 | 0.003323 | 0.0037149 | 0.0037212 | 0.0039454
GA | hard coal | 27549233 | 21448621 | 17935038 | 16984018 | 15906774 | 13756329 | 29652199 | 31617448 | 31170561 | 0.21195 | 0.17234 | 0.1388 | 0.13543 | 0.12974 | 0.11466 | 0.24749 | 0.26462 | 0.27604
GA | geothermal | 0 | 0 | 0 | 0 | 0 | 0 | 0 | 0 | 0 | 0 | 0 | 0 | 0 | 0 | 0 | 0 | 0 | 0
GA | hydro | 3488846 | 3487156 | 3488579 | 3489488 | 3490170 | 3491308 | 3592480 | 3603120 | 3584255 | 0.026841 | 0.02802 | 0.026999 | 0.027825 | 0.028466 | 0.0291 | 0.029984 | 0.030157 | 0.031742
GA | natural gas steam turbine | 40562591 | 41226491 | 49376523 | 46576527 | 45005025 | 41554459 | 22541564 | 19072948 | 12954011 | 0.31206 | 0.33126 | 0.38213 | 0.3714 | 0.36706 | 0.34636 | 0.18814 | 0.15963 | 0.11472
GA | nuclear | 50376224 | 50376224 | 50376224 | 50376224 | 50376224 | 50376224 | 50376224 | 50376224 | 50135252 | 0.38756 | 0.40478 | 0.38987 | 0.4017 | 0.41087 | 0.41989 | 0.42046 | 0.42163 | 0.44399
GA | offshore wind | 0 | 0 | 0 | 0 | 0 | 0 | 0 | 0 | 0 | 0 | 0 | 0 | 0 | 0 | 0 | 0 | 0 | 0
GA | petroleum | 0 | 0 | 254136 | 217831 | 0 | 0 | 0 | 0 | 0 | 0 | 0 | 0.0019668 | 0.001737 | 0 | 0 | 0 | 0 | 0
GA | onshore wind | 0 | 0 | 0 | 0 | 0 | 0 | 0 | 0 | 0 | 0 | 0 | 0 | 0 | 0 | 0 | 0 | 0 | 0
GA | pumped hydro | 0 | 0 | 0 | 0 | 0 | 0 | 0 | 0 | 0 | 0 | 0 | 0 | 0 | 0 | 0 | 0 | 0 | 0
GA | solar pv | 6547763 | 7104351 | 7359064 | 7343114 | 7410221 | 10398036 | 13204191 | 14366239 | 14628924 | 0.050375 | 0.057084 | 0.056953 | 0.058554 | 0.060438 | 0.086668 | 0.11021 | 0.12024 | 0.12955
ID |  | ID_2022 | ID_2023 | ID_2024 | ID_2025 | ID_2026 | ID_2027 | ID_2028 | ID_2029 | ID_2030 | ID_2022 | ID_2023 | ID_2024 | ID_2025 | ID_2026 | ID_2027 | ID_2028 | ID_2029 | ID_2030
|  | 2022 | 2023 | 2024 | 2025 | 2026 | 2027 | 2028 | 2029 | 2030 | 2022 | 2023 | 2024 | 2025 | 2026 | 2027 | 2028 | 2029 | 2030
ID | battery | 0 | 0 | 0 | 0 | 0 | 0 | 0 | 0 | 0 | 0 | 0 | 0 | 0 | 0 | 0 | 0 | 0 | 0
ID | biomass | 179767 | 91680 | 90011 | 90619 | 89230 | 89363 | 63027 | 58254 | 48280 | 0.010312 | 0.0053762 | 0.0052825 | 0.0052178 | 0.0051209 | 0.0051646 | 0.0037293 | 0.0034527 | 0.0023275
ID | hard coal | 0 | 0 | 0 | 30755 | 61511 | 92266 | 0 | 0 | 0 | 0 | 0 | 0 | 0.0017709 | 0.0035301 | 0.0053324 | 0 | 0 | 0
ID | geothermal | 0 | 0 | 0 | 0 | 0 | 0 | 0 | 0 | 0 | 0 | 0 | 0 | 0 | 0 | 0 | 0 | 0 | 0
ID | hydro | 11843073 | 11841401 | 11848864 | 12246240 | 12252030 | 12276045 | 12280660 | 12283602 | 12292822 | 0.67935 | 0.69438 | 0.69538 | 0.70513 | 0.70314 | 0.70948 | 0.72665 | 0.72806 | 0.59262
ID | natural gas steam turbine | 2581222 | 2300130 | 2289520 | 2197645 | 2228844 | 2061142 | 1781290 | 1763463 | 1213299 | 0.14807 | 0.13488 | 0.13437 | 0.12654 | 0.12791 | 0.11912 | 0.1054 | 0.10452 | 0.058491
ID | nuclear | 0 | 0 | 0 | 0 | 0 | 0 | 0 | 0 | 4615232 | 0 | 0 | 0 | 0 | 0 | 0 | 0 | 0 | 0.22249
ID | offshore wind | 0 | 0 | 0 | 0 | 0 | 0 | 0 | 0 | 0 | 0 | 0 | 0 | 0 | 0 | 0 | 0 | 0 | 0
ID | petroleum | 0 | 0 | 0 | 0 | 0 | 0 | 0 | 0 | 0 | 0 | 0 | 0 | 0 | 0 | 0 | 0 | 0 | 0
ID | onshore wind | 2316255 | 2310854 | 2305454 | 2300054 | 2294654 | 2289253 | 2283853 | 2278453 | 2089119 | 0.13287 | 0.13551 | 0.1353 | 0.13244 | 0.13169 | 0.1323 | 0.13514 | 0.13505 | 0.10071
ID | pumped hydro | 0 | 0 | 0 | 0 | 0 | 0 | 0 | 0 | 0 | 0 | 0 | 0 | 0 | 0 | 0 | 0 | 0 | 0
ID | solar pv | 512614 | 509017 | 505474 | 501931 | 498414 | 494925 | 491461 | 488025 | 484588 | 0.029405 | 0.029849 | 0.029665 | 0.028901 | 0.028604 | 0.028603 | 0.02908 | 0.028925 | 0.023361
IL |  | IL_2022 | IL_2023 | IL_2024 | IL_2025 | IL_2026 | IL_2027 | IL_2028 | IL_2029 | IL_2030 | IL_2022 | IL_2023 | IL_2024 | IL_2025 | IL_2026 | IL_2027 | IL_2028 | IL_2029 | IL_2030
|  | 2022 | 2023 | 2024 | 2025 | 2026 | 2027 | 2028 | 2029 | 2030 | 2022 | 2023 | 2024 | 2025 | 2026 | 2027 | 2028 | 2029 | 2030
IL | battery | 0 | 0 | 0 | 0 | 0 | 0 | 0 | 0 | 0 | 0 | 0 | 0 | 0 | 0 | 0 | 0 | 0 | 0
IL | biomass | 392377 | 389255 | 389883 | 388624 | 388681 | 386934 | 371134 | 358339 | 342659 | 0.0022613 | 0.0021452 | 0.0021776 | 0.002187 | 0.0021552 | 0.0019815 | 0.0018714 | 0.0018479 | 0.0017223
IL | hard coal | 25892627 | 21045619 | 17543381 | 13099745 | 12203361 | 4945811 | 1267637 | 519223 | 517363 | 0.14922 | 0.11598 | 0.097986 | 0.073721 | 0.067668 | 0.025328 | 0.0063919 | 0.0026775 | 0.0026003
IL | geothermal | 0 | 0 | 0 | 0 | 0 | 0 | 0 | 0 | 0 | 0 | 0 | 0 | 0 | 0 | 0 | 0 | 0 | 0
IL | hydro | 105674 | 141606 | 141795 | 141984 | 142174 | 142363 | 142552 | 142742 | 142931 | 0.000609 | 0.00078039 | 0.00079198 | 0.00079904 | 0.00078836 | 0.00072905 | 0.0007188 | 0.00073609 | 0.00071839
IL | natural gas steam turbine | 29655548 | 39494076 | 40327779 | 38689345 | 38144619 | 37959647 | 27109671 | 24122749 | 19144285 | 0.1709 | 0.21765 | 0.22524 | 0.21773 | 0.21151 | 0.19439 | 0.1367 | 0.1244 | 0.096222
IL | nuclear | 92926695 | 92926695 | 92926695 | 92926695 | 92926695 | 92926695 | 92708473 | 90221372 | 88790246 | 0.53553 | 0.51212 | 0.51903 | 0.52296 | 0.51528 | 0.47588 | 0.46747 | 0.46525 | 0.44627
IL | offshore wind | 0 | 0 | 0 | 0 | 0 | 0 | 0 | 0 | 0 | 0 | 0 | 0 | 0 | 0 | 0 | 0 | 0 | 0
IL | petroleum | 95339 | 81564 | 52047 | 36409 | 37688 | 19595 | 12234 | 0 | 0 | 0.00054944 | 0.0004495 | 0.0002907 | 0.0002049 | 0.00020898 | 0.00010035 | 6.1689e-05 | 0 | 0
IL | onshore wind | 22554222 | 25467017 | 25758477 | 27595122 | 29517964 | 45566146 | 54392588 | 55520624 | 57056615 | 0.12998 | 0.14035 | 0.14387 | 0.1553 | 0.16368 | 0.23335 | 0.27427 | 0.28631 | 0.28677
IL | pumped hydro | 0 | 0 | 0 | 0 | 0 | 0 | 0 | 0 | 0 | 0 | 0 | 0 | 0 | 0 | 0 | 0 | 0 | 0
IL | solar pv | 1899142 | 1909623 | 1899601 | 4816171 | 6981294 | 13324832 | 22314084 | 23034651 | 32965529 | 0.010945 | 0.010524 | 0.01061 | 0.027104 | 0.038711 | 0.068237 | 0.11252 | 0.11878 | 0.16569
IN |  | IN_2022 | IN_2023 | IN_2024 | IN_2025 | IN_2026 | IN_2027 | IN_2028 | IN_2029 | IN_2030 | IN_2022 | IN_2023 | IN_2024 | IN_2025 | IN_2026 | IN_2027 | IN_2028 | IN_2029 | IN_2030
|  | 2022 | 2023 | 2024 | 2025 | 2026 | 2027 | 2028 | 2029 | 2030 | 2022 | 2023 | 2024 | 2025 | 2026 | 2027 | 2028 | 2029 | 2030
IN | battery | 0 | 0 | 0 | 0 | 0 | 0 | 0 | 0 | 0 | 0 | 0 | 0 | 0 | 0 | 0 | 0 | 0 | 0
IN | biomass | 260346 | 260346 | 260346 | 260346 | 260346 | 260346 | 260346 | 255587 | 251371 | 0.0031603 | 0.0034679 | 0.0040943 | 0.0042753 | 0.0044157 | 0.0042912 | 0.0051856 | 0.0049239 | 0.0049534
IN | hard coal | 48507705 | 37930853 | 26291499 | 23830320 | 22148177 | 18237435 | 12215072 | 9787860 | 7404701 | 0.58882 | 0.50526 | 0.41347 | 0.39133 | 0.37565 | 0.3006 | 0.2433 | 0.18857 | 0.14591
IN | geothermal | 0 | 0 | 0 | 0 | 0 | 0 | 0 | 0 | 0 | 0 | 0 | 0 | 0 | 0 | 0 | 0 | 0 | 0
IN | hydro | 277864 | 277864 | 278366 | 278869 | 279371 | 279874 | 280376 | 280879 | 281381 | 0.0033729 | 0.0037013 | 0.0043777 | 0.0045794 | 0.0047383 | 0.0046131 | 0.0055845 | 0.0054112 | 0.0055448
IN | natural gas steam turbine | 21488290 | 24476772 | 24662190 | 24462025 | 24238711 | 29889891 | 25479069 | 24483900 | 20496013 | 0.26084 | 0.32604 | 0.38784 | 0.4017 | 0.41111 | 0.49267 | 0.50749 | 0.47169 | 0.40389
IN | nuclear | 0 | 0 | 0 | 0 | 0 | 0 | 0 | 0 | 0 | 0 | 0 | 0 | 0 | 0 | 0 | 0 | 0 | 0
IN | offshore wind | 0 | 0 | 0 | 0 | 0 | 0 | 0 | 0 | 0 | 0 | 0 | 0 | 0 | 0 | 0 | 0 | 0 | 0
IN | petroleum | 0 | 0 | 0 | 0 | 0 | 0 | 0 | 0 | 0 | 0 | 0 | 0 | 0 | 0 | 0 | 0 | 0 | 0
IN | onshore wind | 10549600 | 10805531 | 10783245 | 10761280 | 10739230 | 10717319 | 10695314 | 10659230 | 11524839 | 0.12806 | 0.14393 | 0.16958 | 0.17672 | 0.18215 | 0.17665 | 0.21303 | 0.20535 | 0.2271
IN | pumped hydro | 0 | 0 | 0 | 0 | 0 | 0 | 0 | 0 | 0 | 0 | 0 | 0 | 0 | 0 | 0 | 0 | 0 | 0
IN | solar pv | 1296753 | 1321255 | 1312123 | 1302959 | 1293758 | 1284793 | 1275809 | 6439454 | 10788824 | 0.015741 | 0.0176 | 0.020635 | 0.021397 | 0.021943 | 0.021177 | 0.025411 | 0.12406 | 0.2126
IA |  | IA_2022 | IA_2023 | IA_2024 | IA_2025 | IA_2026 | IA_2027 | IA_2028 | IA_2029 | IA_2030 | IA_2022 | IA_2023 | IA_2024 | IA_2025 | IA_2026 | IA_2027 | IA_2028 | IA_2029 | IA_2030
|  | 2022 | 2023 | 2024 | 2025 | 2026 | 2027 | 2028 | 2029 | 2030 | 2022 | 2023 | 2024 | 2025 | 2026 | 2027 | 2028 | 2029 | 2030
IA | battery | 0 | 0 | 0 | 0 | 0 | 0 | 0 | 0 | 0 | 0 | 0 | 0 | 0 | 0 | 0 | 0 | 0 | 0
IA | biomass | 73452 | 70516 | 70486 | 68220 | 70005 | 66560 | 62012 | 57317 | 56165 | 0.00089318 | 0.00086458 | 0.00076272 | 0.00069106 | 0.00068777 | 0.00067345 | 0.00066692 | 0.00060839 | 0.00059619
IA | hard coal | 29877186 | 29315727 | 28766348 | 27146999 | 24416217 | 19800904 | 12493800 | 13085089 | 12943916 | 0.36331 | 0.35943 | 0.31128 | 0.275 | 0.23988 | 0.20034 | 0.13437 | 0.13889 | 0.1374
IA | geothermal | 0 | 0 | 0 | 0 | 0 | 0 | 0 | 0 | 0 | 0 | 0 | 0 | 0 | 0 | 0 | 0 | 0 | 0
IA | hydro | 1445206 | 1445206 | 1447126 | 1532625 | 1534546 | 1536466 | 1538387 | 1540307 | 1542228 | 0.017574 | 0.017719 | 0.015659 | 0.015525 | 0.015076 | 0.015546 | 0.016545 | 0.01635 | 0.016371
IA | natural gas steam turbine | 7066424 | 6570284 | 6981126 | 5805607 | 5728641 | 4131469 | 1936098 | 1258642 | 631406 | 0.085928 | 0.080557 | 0.075542 | 0.05881 | 0.056282 | 0.041802 | 0.020822 | 0.01336 | 0.0067024
IA | nuclear | 0 | 0 | 0 | 0 | 0 | 0 | 0 | 0 | 0 | 0 | 0 | 0 | 0 | 0 | 0 | 0 | 0 | 0
IA | offshore wind | 0 | 0 | 0 | 0 | 0 | 0 | 0 | 0 | 0 | 0 | 0 | 0 | 0 | 0 | 0 | 0 | 0 | 0
IA | petroleum | 259634 | 513650 | 414678 | 226042 | 300523 | 493843 | 493546 | 447154 | 491502 | 0.0031572 | 0.0062977 | 0.0044872 | 0.0022898 | 0.0029525 | 0.0049966 | 0.005308 | 0.0047463 | 0.0052173
IA | onshore wind | 42991453 | 43096888 | 51480800 | 58445048 | 62221439 | 65231396 | 68515107 | 69934716 | 70534402 | 0.52278 | 0.5284 | 0.55707 | 0.59204 | 0.6113 | 0.66 | 0.73686 | 0.74232 | 0.74873
IA | pumped hydro | 0 | 0 | 0 | 0 | 0 | 0 | 0 | 0 | 0 | 0 | 0 | 0 | 0 | 0 | 0 | 0 | 0 | 0
IA | solar pv | 522761 | 548647 | 3253335 | 5492983 | 7513668 | 7574294 | 7943425 | 7887985 | 8006189 | 0.0063568 | 0.0067268 | 0.035204 | 0.055643 | 0.073819 | 0.076636 | 0.085429 | 0.083727 | 0.084986
KS |  | KS_2022 | KS_2023 | KS_2024 | KS_2025 | KS_2026 | KS_2027 | KS_2028 | KS_2029 | KS_2030 | KS_2022 | KS_2023 | KS_2024 | KS_2025 | KS_2026 | KS_2027 | KS_2028 | KS_2029 | KS_2030
|  | 2022 | 2023 | 2024 | 2025 | 2026 | 2027 | 2028 | 2029 | 2030 | 2022 | 2023 | 2024 | 2025 | 2026 | 2027 | 2028 | 2029 | 2030
KS | battery | 0 | 0 | 0 | 0 | 0 | 0 | 0 | 0 | 0 | 0 | 0 | 0 | 0 | 0 | 0 | 0 | 0 | 0
KS | biomass | 41365 | 41365 | 41365 | 41365 | 41365 | 39325 | 36994 | 34809 | 30710 | 0.00062793 | 0.0006144 | 0.00061643 | 0.00062272 | 0.00065998 | 0.00067941 | 0.0003792 | 0.00036004 | 0.00031663
KS | hard coal | 25468008 | 23545748 | 19814106 | 17103686 | 12907437 | 8683233 | 21230890 | 22449155 | 22463475 | 0.38661 | 0.34973 | 0.29527 | 0.25748 | 0.20594 | 0.15002 | 0.21762 | 0.2322 | 0.23161
KS | geothermal | 0 | 0 | 0 | 0 | 0 | 0 | 0 | 0 | 0 | 0 | 0 | 0 | 0 | 0 | 0 | 0 | 0 | 0
KS | hydro | 22256 | 22256 | 22270 | 22284 | 22298 | 22311 | 22325 | 22339 | 22353 | 0.00033785 | 0.00033057 | 0.00033187 | 0.00033547 | 0.00035577 | 0.00038546 | 0.00022884 | 0.00023106 | 0.00023047
KS | natural gas steam turbine | 1361031 | 1482659 | 1463184 | 1354645 | 1301546 | 1307517 | 899032 | 646492 | 554561 | 0.020661 | 0.022022 | 0.021805 | 0.020393 | 0.020766 | 0.02259 | 0.0092153 | 0.0066868 | 0.0057178
KS | nuclear | 9860176 | 9860176 | 9860176 | 9860176 | 9860176 | 9618854 | 8488479 | 8115228 | 7987836 | 0.14968 | 0.14645 | 0.14694 | 0.14844 | 0.15732 | 0.16618 | 0.087009 | 0.083938 | 0.082358
KS | offshore wind | 0 | 0 | 0 | 0 | 0 | 0 | 0 | 0 | 0 | 0 | 0 | 0 | 0 | 0 | 0 | 0 | 0 | 0
KS | petroleum | 0 | 0 | 0 | 0 | 0 | 0 | 0 | 0 | 0 | 0 | 0 | 0 | 0 | 0 | 0 | 0 | 0 | 0
KS | onshore wind | 29046793 | 30368488 | 32676839 | 33877454 | 33896802 | 33651785 | 50156251 | 48573612 | 48990395 | 0.44094 | 0.45107 | 0.48696 | 0.51 | 0.54083 | 0.58139 | 0.51411 | 0.50241 | 0.50511
KS | pumped hydro | 0 | 0 | 0 | 0 | 0 | 0 | 0 | 0 | 0 | 0 | 0 | 0 | 0 | 0 | 0 | 0 | 0 | 0
KS | solar pv | 75140 | 2005451 | 3226151 | 4167219 | 4646110 | 4558427 | 16724592 | 16839902 | 16939994 | 0.0011406 | 0.029787 | 0.048077 | 0.062734 | 0.074129 | 0.078755 | 0.17143 | 0.17418 | 0.17466
KY |  | KY_2022 | KY_2023 | KY_2024 | KY_2025 | KY_2026 | KY_2027 | KY_2028 | KY_2029 | KY_2030 | KY_2022 | KY_2023 | KY_2024 | KY_2025 | KY_2026 | KY_2027 | KY_2028 | KY_2029 | KY_2030
|  | 2022 | 2023 | 2024 | 2025 | 2026 | 2027 | 2028 | 2029 | 2030 | 2022 | 2023 | 2024 | 2025 | 2026 | 2027 | 2028 | 2029 | 2030
KY | battery | 0 | 0 | 0 | 0 | 0 | 0 | 0 | 0 | 0 | 0 | 0 | 0 | 0 | 0 | 0 | 0 | 0 | 0
KY | biomass | 101741 | 101741 | 101741 | 101741 | 101741 | 101741 | 99230 | 97005 | 97005 | 0.0014587 | 0.0014753 | 0.0015316 | 0.0015616 | 0.0015835 | 0.0016575 | 0.0010476 | 0.00099086 | 0.00095884
KY | hard coal | 50042616 | 48828182 | 46472433 | 44206194 | 43727368 | 41316026 | 35283269 | 35264949 | 33757134 | 0.71746 | 0.70802 | 0.69958 | 0.6785 | 0.68057 | 0.67311 | 0.3725 | 0.36021 | 0.33367
KY | geothermal | 0 | 0 | 0 | 0 | 0 | 0 | 0 | 0 | 0 | 0 | 0 | 0 | 0 | 0 | 0 | 0 | 0 | 0
KY | hydro | 4230827 | 4240767 | 4244621 | 4337409 | 4341263 | 4345117 | 4348972 | 4352826 | 4356680 | 0.060658 | 0.061492 | 0.063897 | 0.066573 | 0.067568 | 0.070789 | 0.045914 | 0.044462 | 0.043063
KY | natural gas steam turbine | 15292563 | 15019374 | 14834226 | 14928290 | 14363522 | 13665955 | 12921588 | 12771095 | 11524869 | 0.21925 | 0.21778 | 0.22331 | 0.22913 | 0.22355 | 0.22264 | 0.13642 | 0.13045 | 0.11392
KY | nuclear | 0 | 0 | 0 | 0 | 0 | 0 | 0 | 0 | 0 | 0 | 0 | 0 | 0 | 0 | 0 | 0 | 0 | 0
KY | offshore wind | 0 | 0 | 0 | 0 | 0 | 0 | 0 | 0 | 0 | 0 | 0 | 0 | 0 | 0 | 0 | 0 | 0 | 0
KY | petroleum | 0 | 0 | 0 | 0 | 0 | 0 | 0 | 0 | 0 | 0 | 0 | 0 | 0 | 0 | 0 | 0 | 0 | 0
KY | onshore wind | 0 | 0 | 0 | 410102 | 408995 | 407887 | 841924 | 856371 | 854085 | 0 | 0 | 0 | 0.0062945 | 0.0063656 | 0.0066452 | 0.0088885 | 0.0087474 | 0.0084421
KY | pumped hydro | 0 | 0 | 0 | 0 | 0 | 0 | 0 | 0 | 0 | 0 | 0 | 0 | 0 | 0 | 0 | 0 | 0 | 0
KY | solar pv | 81463 | 774677 | 775713 | 1169165 | 1307804 | 1544424 | 41225160 | 44557742 | 50579431 | 0.0011679 | 0.011233 | 0.011677 | 0.017945 | 0.020355 | 0.025161 | 0.43523 | 0.45514 | 0.49995
LA |  | LA_2022 | LA_2023 | LA_2024 | LA_2025 | LA_2026 | LA_2027 | LA_2028 | LA_2029 | LA_2030 | LA_2022 | LA_2023 | LA_2024 | LA_2025 | LA_2026 | LA_2027 | LA_2028 | LA_2029 | LA_2030
|  | 2022 | 2023 | 2024 | 2025 | 2026 | 2027 | 2028 | 2029 | 2030 | 2022 | 2023 | 2024 | 2025 | 2026 | 2027 | 2028 | 2029 | 2030
LA | battery | 0 | 0 | 0 | 0 | 0 | 0 | 0 | 0 | 0 | 0 | 0 | 0 | 0 | 0 | 0 | 0 | 0 | 0
LA | biomass | 0 | 0 | 0 | 0 | 0 | 0 | 0 | 0 | 0 | 0 | 0 | 0 | 0 | 0 | 0 | 0 | 0 | 0
LA | hard coal | 8764598 | 7409068 | 7055366 | 5132564 | 4620866 | 3520377 | 3454795 | 2938615 | 2593574 | 0.10846 | 0.088107 | 0.085584 | 0.064511 | 0.057762 | 0.042874 | 0.043458 | 0.03973 | 0.039208
LA | geothermal | 0 | 0 | 0 | 0 | 0 | 0 | 0 | 0 | 0 | 0 | 0 | 0 | 0 | 0 | 0 | 0 | 0 | 0
LA | hydro | 1016718 | 1016718 | 1018556 | 1020395 | 1022233 | 1024072 | 1025910 | 1027748 | 1029587 | 0.012582 | 0.012091 | 0.012355 | 0.012825 | 0.012778 | 0.012472 | 0.012905 | 0.013895 | 0.015565
LA | natural gas steam turbine | 48444958 | 53347956 | 53723343 | 51650792 | 51137338 | 48162144 | 37659660 | 33486898 | 25388599 | 0.59952 | 0.63441 | 0.65168 | 0.6492 | 0.63923 | 0.58655 | 0.47372 | 0.45274 | 0.38381
LA | nuclear | 17063844 | 17063844 | 17063844 | 17063844 | 17063844 | 17063844 | 17063844 | 17063844 | 17063844 | 0.21117 | 0.20292 | 0.20699 | 0.21448 | 0.2133 | 0.20782 | 0.21465 | 0.2307 | 0.25796
LA | offshore wind | 0 | 0 | 0 | 0 | 0 | 0 | 0 | 0 | 0 | 0 | 0 | 0 | 0 | 0 | 0 | 0 | 0 | 0
LA | petroleum | 5204350 | 4871944 | 3033918 | 2923685 | 2519340 | 2546745 | 1928815 | 973503 | 889146 | 0.064405 | 0.057936 | 0.036802 | 0.036748 | 0.031493 | 0.031016 | 0.024263 | 0.013162 | 0.013441
LA | onshore wind | 0 | 0 | 0 | 0 | 0 | 0 | 0 | 0 | 0 | 0 | 0 | 0 | 0 | 0 | 0 | 0 | 0 | 0
LA | pumped hydro | 0 | 0 | 0 | 0 | 0 | 0 | 0 | 0 | 0 | 0 | 0 | 0 | 0 | 0 | 0 | 0 | 0 | 0
LA | solar pv | 311520 | 381733 | 543363 | 1769496 | 3634207 | 9793482 | 18364632 | 18473705 | 19184790 | 0.0038552 | 0.0045395 | 0.0065911 | 0.022241 | 0.045429 | 0.11927 | 0.23101 | 0.24977 | 0.29002
ME |  | ME_2022 | ME_2023 | ME_2024 | ME_2025 | ME_2026 | ME_2027 | ME_2028 | ME_2029 | ME_2030 | ME_2022 | ME_2023 | ME_2024 | ME_2025 | ME_2026 | ME_2027 | ME_2028 | ME_2029 | ME_2030
|  | 2022 | 2023 | 2024 | 2025 | 2026 | 2027 | 2028 | 2029 | 2030 | 2022 | 2023 | 2024 | 2025 | 2026 | 2027 | 2028 | 2029 | 2030
ME | battery | 0 | 0 | 0 | 0 | 0 | 0 | 0 | 0 | 0 | 0 | 0 | 0 | 0 | 0 | 0 | 0 | 0 | 0
ME | biomass | 226333 | 80159 | 69722 | 99552 | 99552 | 124112 | 146962 | 131631 | 125688 | 0.025334 | 0.0084378 | 0.0074071 | 0.010524 | 0.010506 | 0.01282 | 0.014713 | 0.013079 | 0.01116
ME | hard coal | 0 | 0 | 0 | 10252 | 20504 | 30755 | 0 | 0 | 0 | 0 | 0 | 0 | 0.0010838 | 0.0021639 | 0.0031768 | 0 | 0 | 0
ME | geothermal | 0 | 0 | 0 | 0 | 0 | 0 | 0 | 0 | 0 | 0 | 0 | 0 | 0 | 0 | 0 | 0 | 0 | 0
ME | hydro | 3457032 | 3457032 | 3460783 | 3464534 | 3468286 | 3472037 | 3475788 | 3479540 | 3543243 | 0.38695 | 0.3639 | 0.36766 | 0.36625 | 0.36603 | 0.35864 | 0.34797 | 0.34574 | 0.31461
ME | natural gas steam turbine | 1369774 | 1369774 | 1363455 | 1370442 | 1376701 | 1380785 | 568345 | 339200 | 60230 | 0.15332 | 0.14419 | 0.14485 | 0.14487 | 0.14529 | 0.14263 | 0.056899 | 0.033704 | 0.0053479
ME | nuclear | 0 | 0 | 0 | 0 | 0 | 0 | 0 | 0 | 0 | 0 | 0 | 0 | 0 | 0 | 0 | 0 | 0 | 0
ME | offshore wind | 0 | 0 | 42592 | 46266 | 46141 | 46015 | 45890 | 43907 | 501288 | 0 | 0 | 0.0045249 | 0.0048909 | 0.0048695 | 0.0047531 | 0.0045942 | 0.0043627 | 0.04451
ME | petroleum | 346489 | 223596 | 7322 | 7322 | 7322 | 7322 | 0 | 0 | 0 | 0.038783 | 0.023536 | 0.00077787 | 0.00077404 | 0.00077273 | 0.00075632 | 0 | 0 | 0
ME | onshore wind | 3127106 | 3652851 | 3755707 | 3752834 | 3753645 | 3921656 | 5058160 | 5381196 | 6347976 | 0.35002 | 0.38451 | 0.399 | 0.39673 | 0.39614 | 0.40508 | 0.50639 | 0.53469 | 0.56365
ME | pumped hydro | 0 | 0 | 0 | 0 | 0 | 0 | 0 | 0 | 0 | 0 | 0 | 0 | 0 | 0 | 0 | 0 | 0 | 0
ME | solar pv | 407376 | 716589 | 713297 | 708310 | 703348 | 698430 | 693550 | 688698 | 683859 | 0.045598 | 0.07543 | 0.075779 | 0.074878 | 0.074228 | 0.072144 | 0.069433 | 0.068431 | 0.060721
MD |  | MD_2022 | MD_2023 | MD_2024 | MD_2025 | MD_2026 | MD_2027 | MD_2028 | MD_2029 | MD_2030 | MD_2022 | MD_2023 | MD_2024 | MD_2025 | MD_2026 | MD_2027 | MD_2028 | MD_2029 | MD_2030
|  | 2022 | 2023 | 2024 | 2025 | 2026 | 2027 | 2028 | 2029 | 2030 | 2022 | 2023 | 2024 | 2025 | 2026 | 2027 | 2028 | 2029 | 2030
MD | battery | 0 | 0 | 0 | 0 | 0 | 0 | 0 | 0 | 0 | 0 | 0 | 0 | 0 | 0 | 0 | 0 | 0 | 0
MD | biomass | 590030 | 571700 | 571466 | 570422 | 570422 | 568949 | 561852 | 560360 | 559057 | 0.013609 | 0.010929 | 0.010843 | 0.010639 | 0.010097 | 0.010179 | 0.010534 | 0.010492 | 0.010876
MD | hard coal | 971454 | 927418 | 994475 | 985308 | 940217 | 427607 | 215864 | 204578 | 176247 | 0.022407 | 0.017729 | 0.01887 | 0.018378 | 0.016643 | 0.00765 | 0.0040472 | 0.0038304 | 0.0034289
MD | geothermal | 0 | 0 | 0 | 0 | 0 | 0 | 0 | 0 | 0 | 0 | 0 | 0 | 0 | 0 | 0 | 0 | 0 | 0
MD | hydro | 2073812 | 2073812 | 2077562 | 2271262 | 2275012 | 2278761 | 2282511 | 2286261 | 2290011 | 0.047833 | 0.039645 | 0.039421 | 0.042363 | 0.04027 | 0.040767 | 0.042794 | 0.042806 | 0.044552
MD | natural gas steam turbine | 17363189 | 18265287 | 18182218 | 17820414 | 16953763 | 15347478 | 13133159 | 13153224 | 11202214 | 0.40048 | 0.34917 | 0.34501 | 0.33238 | 0.3001 | 0.27457 | 0.24623 | 0.24627 | 0.21794
MD | nuclear | 13891177 | 13891177 | 13891177 | 13891177 | 13891177 | 13891177 | 13891177 | 13891177 | 13891177 | 0.3204 | 0.26556 | 0.26358 | 0.25909 | 0.24589 | 0.24852 | 0.26044 | 0.26009 | 0.27025
MD | offshore wind | 0 | 0 | 592381 | 1837099 | 5727178 | 7237675 | 7218057 | 7198518 | 7178803 | 0 | 0 | 0.01124 | 0.034265 | 0.10138 | 0.12948 | 0.13533 | 0.13478 | 0.13966
MD | petroleum | 976 | 976 | 17724 | 1672 | 0 | 0 | 0 | 0 | 0 | 2.2512e-05 | 1.8658e-05 | 0.00033631 | 3.1186e-05 | 0 | 0 | 0 | 0 | 0
MD | onshore wind | 658585 | 704963 | 703065 | 701165 | 699275 | 697385 | 695501 | 882321 | 925779 | 0.01519 | 0.013477 | 0.013341 | 0.013078 | 0.012378 | 0.012476 | 0.01304 | 0.01652 | 0.018011
MD | pumped hydro | 0 | 0 | 0 | 0 | 0 | 0 | 0 | 0 | 0 | 0 | 0 | 0 | 0 | 0 | 0 | 0 | 0 | 0
MD | solar pv | 7806282 | 15874585 | 15671245 | 15536113 | 15436696 | 15447480 | 15338780 | 15233061 | 15177407 | 0.18005 | 0.30347 | 0.29736 | 0.28977 | 0.27325 | 0.27636 | 0.28758 | 0.28521 | 0.29528
MA |  | MA_2022 | MA_2023 | MA_2024 | MA_2025 | MA_2026 | MA_2027 | MA_2028 | MA_2029 | MA_2030 | MA_2022 | MA_2023 | MA_2024 | MA_2025 | MA_2026 | MA_2027 | MA_2028 | MA_2029 | MA_2030
|  | 2022 | 2023 | 2024 | 2025 | 2026 | 2027 | 2028 | 2029 | 2030 | 2022 | 2023 | 2024 | 2025 | 2026 | 2027 | 2028 | 2029 | 2030
MA | battery | 0 | 0 | 0 | 0 | 0 | 0 | 0 | 0 | 0 | 0 | 0 | 0 | 0 | 0 | 0 | 0 | 0 | 0
MA | biomass | 1192690 | 1192690 | 1192690 | 1192690 | 1192690 | 1192690 | 1192690 | 1192690 | 1192690 | 0.053312 | 0.076075 | 0.073579 | 0.069564 | 0.061649 | 0.04711 | 0.046452 | 0.047674 | 0.045676
MA | hard coal | 0 | 0 | 0 | 10252 | 20504 | 30755 | 0 | 0 | 0 | 0 | 0 | 0 | 0.00059795 | 0.0010598 | 0.0012148 | 0 | 0 | 0
MA | geothermal | 0 | 0 | 0 | 0 | 0 | 0 | 0 | 0 | 0 | 0 | 0 | 0 | 0 | 0 | 0 | 0 | 0 | 0
MA | hydro | 965577 | 965577 | 967022 | 968467 | 969913 | 971358 | 972752 | 974197 | 975693 | 0.04316 | 0.061589 | 0.059657 | 0.056486 | 0.050134 | 0.038368 | 0.037886 | 0.03894 | 0.037366
MA | natural gas steam turbine | 16981996 | 8835089 | 8565720 | 8935919 | 8478268 | 8665516 | 7889045 | 7298889 | 5210805 | 0.75908 | 0.56354 | 0.52843 | 0.52119 | 0.43823 | 0.34228 | 0.30726 | 0.29175 | 0.19956
MA | nuclear | 0 | 0 | 0 | 0 | 0 | 0 | 0 | 0 | 0 | 0 | 0 | 0 | 0 | 0 | 0 | 0 | 0 | 0
MA | offshore wind | 0 | 1167871 | 2469584 | 3043959 | 5705439 | 11488920 | 12641612 | 12607440 | 16013758 | 0 | 0.074492 | 0.15235 | 0.17754 | 0.29491 | 0.4538 | 0.49236 | 0.50394 | 0.61328
MA | petroleum | 1271643 | 1866390 | 1073977 | 1065463 | 1065463 | 1065463 | 1092312 | 1066032 | 852638 | 0.056841 | 0.11905 | 0.066255 | 0.062143 | 0.055072 | 0.042085 | 0.042543 | 0.042611 | 0.032654
MA | onshore wind | 192914 | 191903 | 191240 | 191425 | 189306 | 189560 | 186263 | 189419 | 188920 | 0.008623 | 0.01224 | 0.011798 | 0.011165 | 0.009785 | 0.0074874 | 0.0072545 | 0.0075714 | 0.0072351
MA | pumped hydro | 0 | 0 | 0 | 0 | 0 | 0 | 0 | 0 | 0 | 0 | 0 | 0 | 0 | 0 | 0 | 0 | 0 | 0
MA | solar pv | 1767102 | 1458326 | 1749405 | 1737163 | 1724998 | 1712918 | 1700920 | 1689034 | 1677182 | 0.078987 | 0.093018 | 0.10792 | 0.10132 | 0.089163 | 0.067658 | 0.066247 | 0.067514 | 0.064231
MI |  | MI_2022 | MI_2023 | MI_2024 | MI_2025 | MI_2026 | MI_2027 | MI_2028 | MI_2029 | MI_2030 | MI_2022 | MI_2023 | MI_2024 | MI_2025 | MI_2026 | MI_2027 | MI_2028 | MI_2029 | MI_2030
|  | 2022 | 2023 | 2024 | 2025 | 2026 | 2027 | 2028 | 2029 | 2030 | 2022 | 2023 | 2024 | 2025 | 2026 | 2027 | 2028 | 2029 | 2030
MI | battery | 0 | 0 | 0 | 0 | 0 | 0 | 0 | 0 | 0 | 0 | 0 | 0 | 0 | 0 | 0 | 0 | 0 | 0
MI | biomass | 835539 | 713866 | 712758 | 710541 | 710541 | 708747 | 953050 | 947812 | 905482 | 0.00757 | 0.006492 | 0.0065063 | 0.005976 | 0.0059866 | 0.0057083 | 0.007146 | 0.0070595 | 0.0065013
MI | hard coal | 33954531 | 29236472 | 27644361 | 23191754 | 22428456 | 20954224 | 23310642 | 23319833 | 25615630 | 0.30763 | 0.26588 | 0.25235 | 0.19505 | 0.18897 | 0.16877 | 0.17478 | 0.17369 | 0.18392
MI | geothermal | 0 | 0 | 0 | 0 | 0 | 0 | 0 | 0 | 0 | 0 | 0 | 0 | 0 | 0 | 0 | 0 | 0 | 0
MI | hydro | 1116524 | 1116524 | 1118323 | 1120122 | 1121921 | 1123720 | 1125474 | 1127318 | 1127673 | 0.010116 | 0.010154 | 0.010208 | 0.0094207 | 0.0094526 | 0.0090505 | 0.0084388 | 0.0083965 | 0.0080966
MI | natural gas steam turbine | 34154501 | 38462367 | 39620069 | 53055452 | 53596980 | 60507006 | 63721160 | 59583961 | 53144751 | 0.30944 | 0.34978 | 0.36166 | 0.44622 | 0.45157 | 0.48733 | 0.47778 | 0.44379 | 0.38158
MI | nuclear | 26834841 | 26834841 | 26834841 | 26834841 | 26834841 | 26834841 | 26834841 | 26834841 | 26834841 | 0.24313 | 0.24404 | 0.24496 | 0.22569 | 0.22609 | 0.21613 | 0.20121 | 0.19987 | 0.19267
MI | offshore wind | 0 | 0 | 0 | 0 | 0 | 0 | 0 | 0 | 0 | 0 | 0 | 0 | 0 | 0 | 0 | 0 | 0 | 0
MI | petroleum | 1889013 | 1646191 | 1610229 | 1971006 | 1971006 | 2031686 | 2679255 | 3351444 | 3111871 | 0.017115 | 0.014971 | 0.014699 | 0.016577 | 0.016606 | 0.016363 | 0.020089 | 0.024962 | 0.022343
MI | onshore wind | 10364177 | 10557478 | 10625011 | 10641829 | 10661365 | 10646384 | 13187658 | 17525008 | 26538917 | 0.0939 | 0.096011 | 0.096988 | 0.089503 | 0.089826 | 0.085746 | 0.098881 | 0.13053 | 0.19055
MI | pumped hydro | 0 | 0 | 0 | 0 | 0 | 0 | 0 | 0 | 0 | 0 | 0 | 0 | 0 | 0 | 0 | 0 | 0 | 0
MI | solar pv | 1225326 | 1393467 | 1383686 | 1374020 | 1364432 | 1354884 | 1556415 | 1570805 | 1997859 | 0.011102 | 0.012672 | 0.012631 | 0.011556 | 0.011496 | 0.010912 | 0.01167 | 0.0117 | 0.014344
MN |  | MN_2022 | MN_2023 | MN_2024 | MN_2025 | MN_2026 | MN_2027 | MN_2028 | MN_2029 | MN_2030 | MN_2022 | MN_2023 | MN_2024 | MN_2025 | MN_2026 | MN_2027 | MN_2028 | MN_2029 | MN_2030
|  | 2022 | 2023 | 2024 | 2025 | 2026 | 2027 | 2028 | 2029 | 2030 | 2022 | 2023 | 2024 | 2025 | 2026 | 2027 | 2028 | 2029 | 2030
MN | battery | 0 | 0 | 0 | 0 | 0 | 0 | 0 | 0 | 0 | 0 | 0 | 0 | 0 | 0 | 0 | 0 | 0 | 0
MN | biomass | 395235 | 383137 | 382910 | 378636 | 373391 | 195394 | 190356 | 185442 | 176431 | 0.0061093 | 0.0046155 | 0.0044691 | 0.0042044 | 0.0040871 | 0.0017357 | 0.0017777 | 0.0017582 | 0.0016856
MN | hard coal | 20808247 | 17716511 | 16707070 | 9069912 | 10332099 | 5990832 | 3168230 | 1053155 | 1468068 | 0.32164 | 0.21343 | 0.195 | 0.10071 | 0.11309 | 0.053218 | 0.029587 | 0.0099849 | 0.014026
MN | geothermal | 0 | 0 | 0 | 0 | 0 | 0 | 0 | 0 | 0 | 0 | 0 | 0 | 0 | 0 | 0 | 0 | 0 | 0
MN | hydro | 819643 | 819643 | 820445 | 821247 | 822049 | 822851 | 823654 | 822543 | 825258 | 0.01267 | 0.009874 | 0.0095758 | 0.0091192 | 0.0089981 | 0.0073096 | 0.0076919 | 0.0077985 | 0.0078844
MN | natural gas steam turbine | 10021914 | 9613785 | 9664768 | 5371117 | 4705905 | 1915085 | 1859996 | 551966 | 673085 | 0.15491 | 0.11581 | 0.1128 | 0.059641 | 0.05151 | 0.017012 | 0.01737 | 0.0052331 | 0.0064305
MN | nuclear | 13443840 | 13443840 | 13443840 | 13387209 | 13443840 | 13117415 | 11505690 | 10718934 | 10617322 | 0.20781 | 0.16195 | 0.15691 | 0.14865 | 0.14715 | 0.11652 | 0.10745 | 0.10163 | 0.10144
MN | offshore wind | 0 | 0 | 0 | 0 | 0 | 0 | 0 | 0 | 0 | 0 | 0 | 0 | 0 | 0 | 0 | 0 | 0 | 0
MN | petroleum | 321941 | 131585 | 114744 | 108001 | 82149 | 88893 | 82149 | 82149 | 23213 | 0.0049764 | 0.0015852 | 0.0013392 | 0.0011992 | 0.00089919 | 0.00078966 | 0.00076717 | 0.00077885 | 0.00022177
MN | onshore wind | 16708148 | 34734748 | 38421093 | 53409666 | 53864884 | 78297572 | 77253676 | 79841682 | 78856406 | 0.25827 | 0.41844 | 0.44843 | 0.59306 | 0.5896 | 0.69553 | 0.72146 | 0.75697 | 0.75338
MN | pumped hydro | 0 | 0 | 0 | 0 | 0 | 0 | 0 | 0 | 0 | 0 | 0 | 0 | 0 | 0 | 0 | 0 | 0 | 0
MN | solar pv | 2174611 | 6167061 | 6123916 | 7511459 | 7734184 | 12143896 | 12196579 | 12219048 | 12030323 | 0.033614 | 0.074293 | 0.071475 | 0.083408 | 0.084658 | 0.10788 | 0.1139 | 0.11585 | 0.11494
MS |  | MS_2022 | MS_2023 | MS_2024 | MS_2025 | MS_2026 | MS_2027 | MS_2028 | MS_2029 | MS_2030 | MS_2022 | MS_2023 | MS_2024 | MS_2025 | MS_2026 | MS_2027 | MS_2028 | MS_2029 | MS_2030
|  | 2022 | 2023 | 2024 | 2025 | 2026 | 2027 | 2028 | 2029 | 2030 | 2022 | 2023 | 2024 | 2025 | 2026 | 2027 | 2028 | 2029 | 2030
MS | battery | 0 | 0 | 0 | 0 | 0 | 0 | 0 | 0 | 0 | 0 | 0 | 0 | 0 | 0 | 0 | 0 | 0 | 0
MS | biomass | 7354 | 7354 | 7354 | 7354 | 7354 | 7354 | 7354 | 7354 | 7354 | 0.00018847 | 0.00018294 | 0.00018498 | 0.00020023 | 0.00019983 | 0.00021281 | 0.00022352 | 0.00021237 | 0.00019234
MS | hard coal | 9369612 | 8638170 | 6885643 | 6190639 | 5166347 | 4400929 | 7195785 | 7195785 | 7195785 | 0.24013 | 0.21489 | 0.1732 | 0.16855 | 0.14039 | 0.12736 | 0.21871 | 0.2078 | 0.1882
MS | geothermal | 0 | 0 | 0 | 0 | 0 | 0 | 0 | 0 | 0 | 0 | 0 | 0 | 0 | 0 | 0 | 0 | 0 | 0
MS | hydro | 0 | 0 | 0 | 0 | 0 | 0 | 0 | 0 | 0 | 0 | 0 | 0 | 0 | 0 | 0 | 0 | 0 | 0
MS | natural gas steam turbine | 17175156 | 19465782 | 20929295 | 18600826 | 17328299 | 14987838 | 10107977 | 9058762 | 7803797 | 0.44018 | 0.48425 | 0.52644 | 0.50644 | 0.47086 | 0.43373 | 0.30723 | 0.2616 | 0.2041
MS | nuclear | 11258822 | 11258822 | 11258822 | 11258822 | 11258822 | 11258822 | 11258822 | 11258822 | 11258822 | 0.28855 | 0.28008 | 0.2832 | 0.30654 | 0.30594 | 0.32581 | 0.34221 | 0.32513 | 0.29446
MS | offshore wind | 0 | 0 | 0 | 0 | 0 | 0 | 0 | 0 | 0 | 0 | 0 | 0 | 0 | 0 | 0 | 0 | 0 | 0
MS | petroleum | 522848 | 147967 | 0 | 0 | 0 | 0 | 0 | 0 | 0 | 0.0134 | 0.0036809 | 0 | 0 | 0 | 0 | 0 | 0 | 0
MS | onshore wind | 0 | 0 | 0 | 0 | 0 | 0 | 0 | 0 | 0 | 0 | 0 | 0 | 0 | 0 | 0 | 0 | 0 | 0
MS | pumped hydro | 0 | 0 | 0 | 0 | 0 | 0 | 0 | 0 | 0 | 0 | 0 | 0 | 0 | 0 | 0 | 0 | 0 | 0
MS | solar pv | 684860 | 680047 | 675292 | 670594 | 3040386 | 3900955 | 4330419 | 7107704 | 11969220 | 0.017552 | 0.016917 | 0.016986 | 0.018258 | 0.082616 | 0.11289 | 0.13162 | 0.20526 | 0.31304
MO |  | MO_2022 | MO_2023 | MO_2024 | MO_2025 | MO_2026 | MO_2027 | MO_2028 | MO_2029 | MO_2030 | MO_2022 | MO_2023 | MO_2024 | MO_2025 | MO_2026 | MO_2027 | MO_2028 | MO_2029 | MO_2030
|  | 2022 | 2023 | 2024 | 2025 | 2026 | 2027 | 2028 | 2029 | 2030 | 2022 | 2023 | 2024 | 2025 | 2026 | 2027 | 2028 | 2029 | 2030
MO | battery | 0 | 0 | 0 | 0 | 0 | 0 | 0 | 0 | 0 | 0 | 0 | 0 | 0 | 0 | 0 | 0 | 0 | 0
MO | biomass | 64657 | 64252 | 63543 | 62975 | 62594 | 60156 | 55401 | 53415 | 48083 | 0.00077155 | 0.00077892 | 0.00078032 | 0.00078389 | 0.0006888 | 0.00066912 | 0.00065117 | 0.00056356 | 0.00047441
MO | hard coal | 60570927 | 58869348 | 57420225 | 55755160 | 54704553 | 51523831 | 37472535 | 36715574 | 35110855 | 0.72279 | 0.71366 | 0.70513 | 0.69402 | 0.60198 | 0.5731 | 0.44044 | 0.38737 | 0.34642
MO | geothermal | 0 | 0 | 0 | 0 | 0 | 0 | 0 | 0 | 0 | 0 | 0 | 0 | 0 | 0 | 0 | 0 | 0 | 0
MO | hydro | 1430952 | 1430952 | 1432287 | 1433621 | 1434955 | 1493546 | 1494913 | 1493794 | 1497581 | 0.017075 | 0.017347 | 0.017589 | 0.017845 | 0.015791 | 0.016613 | 0.017571 | 0.01576 | 0.014776
MO | natural gas steam turbine | 3451956 | 3844475 | 3827231 | 2961752 | 2516685 | 2282596 | 1682402 | 1095361 | 995211 | 0.041192 | 0.046606 | 0.046999 | 0.036867 | 0.027694 | 0.025389 | 0.019775 | 0.011557 | 0.0098193
MO | nuclear | 10082116 | 10082116 | 10082116 | 10082116 | 10082116 | 10082116 | 10082116 | 9730526 | 8727394 | 0.12031 | 0.12222 | 0.12381 | 0.1255 | 0.11095 | 0.11214 | 0.1185 | 0.10266 | 0.086109
MO | offshore wind | 0 | 0 | 0 | 0 | 0 | 0 | 0 | 0 | 0 | 0 | 0 | 0 | 0 | 0 | 0 | 0 | 0 | 0
MO | petroleum | 0 | 0 | 0 | 0 | 0 | 0 | 0 | 0 | 0 | 0 | 0 | 0 | 0 | 0 | 0 | 0 | 0 | 0
MO | onshore wind | 8057901 | 8055756 | 8429535 | 9878001 | 18684667 | 20606961 | 29161811 | 40359980 | 47344697 | 0.096154 | 0.097659 | 0.10352 | 0.12296 | 0.20561 | 0.22921 | 0.34276 | 0.42582 | 0.46713
MO | pumped hydro | 0 | 0 | 0 | 0 | 0 | 0 | 0 | 0 | 0 | 0 | 0 | 0 | 0 | 0 | 0 | 0 | 0 | 0
MO | solar pv | 143422 | 142040 | 177412 | 163226 | 3388598 | 3854285 | 5129989 | 5333122 | 7629227 | 0.0017114 | 0.0017219 | 0.0021786 | 0.0020318 | 0.037289 | 0.042871 | 0.060297 | 0.056267 | 0.075274
MT |  | MT_2022 | MT_2023 | MT_2024 | MT_2025 | MT_2026 | MT_2027 | MT_2028 | MT_2029 | MT_2030 | MT_2022 | MT_2023 | MT_2024 | MT_2025 | MT_2026 | MT_2027 | MT_2028 | MT_2029 | MT_2030
|  | 2022 | 2023 | 2024 | 2025 | 2026 | 2027 | 2028 | 2029 | 2030 | 2022 | 2023 | 2024 | 2025 | 2026 | 2027 | 2028 | 2029 | 2030
MT | battery | 0 | 0 | 0 | 0 | 0 | 0 | 0 | 0 | 0 | 0 | 0 | 0 | 0 | 0 | 0 | 0 | 0 | 0
MT | biomass | 14677 | 14677 | 14677 | 14677 | 14677 | 14677 | 13816 | 12410 | 11611 | 0.0005524 | 0.00053197 | 0.00052351 | 0.00061913 | 0.00058101 | 0.0005699 | 0.00047335 | 0.00038303 | 0.00029859
MT | hard coal | 10639074 | 5537120 | 4965789 | 152879 | 146660 | 180998 | 0 | 0 | 0 | 0.40042 | 0.20069 | 0.17712 | 0.006449 | 0.0058058 | 0.0070281 | 0 | 0 | 0
MT | geothermal | 0 | 0 | 0 | 0 | 0 | 0 | 0 | 0 | 0 | 0 | 0 | 0 | 0 | 0 | 0 | 0 | 0 | 0
MT | hydro | 11699290 | 12628201 | 12633822 | 12971740 | 12976196 | 13269334 | 13276966 | 13278927 | 13277702 | 0.44033 | 0.45771 | 0.45064 | 0.5472 | 0.51368 | 0.51524 | 0.45488 | 0.40985 | 0.34145
MT | natural gas steam turbine | 623180 | 411997 | 4860 | 94893 | 179559 | 251937 | 301825 | 301860 | 301151 | 0.023455 | 0.014933 | 0.00017335 | 0.0040029 | 0.0071081 | 0.0097826 | 0.010341 | 0.0093167 | 0.0077444
MT | nuclear | 0 | 0 | 0 | 0 | 0 | 0 | 0 | 0 | 0 | 0 | 0 | 0 | 0 | 0 | 0 | 0 | 0 | 0
MT | offshore wind | 0 | 0 | 0 | 0 | 0 | 0 | 0 | 0 | 0 | 0 | 0 | 0 | 0 | 0 | 0 | 0 | 0 | 0
MT | petroleum | 0 | 0 | 0 | 0 | 0 | 0 | 0 | 0 | 0 | 0 | 0 | 0 | 0 | 0 | 0 | 0 | 0 | 0
MT | onshore wind | 3406987 | 8467132 | 9745383 | 9820138 | 11325605 | 11482150 | 14943009 | 18161742 | 24679319 | 0.12823 | 0.30689 | 0.34761 | 0.41425 | 0.44834 | 0.44585 | 0.51196 | 0.56055 | 0.63466
MT | pumped hydro | 0 | 0 | 0 | 0 | 0 | 0 | 0 | 0 | 0 | 0 | 0 | 0 | 0 | 0 | 0 | 0 | 0 | 0
MT | solar pv | 186398 | 530624 | 671016 | 651540 | 618344 | 554410 | 652090 | 644904 | 616403 | 0.0070155 | 0.019233 | 0.023934 | 0.027484 | 0.024478 | 0.021528 | 0.022341 | 0.019905 | 0.015851
NE |  | NE_2022 | NE_2023 | NE_2024 | NE_2025 | NE_2026 | NE_2027 | NE_2028 | NE_2029 | NE_2030 | NE_2022 | NE_2023 | NE_2024 | NE_2025 | NE_2026 | NE_2027 | NE_2028 | NE_2029 | NE_2030
|  | 2022 | 2023 | 2024 | 2025 | 2026 | 2027 | 2028 | 2029 | 2030 | 2022 | 2023 | 2024 | 2025 | 2026 | 2027 | 2028 | 2029 | 2030
NE | battery | 0 | 0 | 0 | 0 | 0 | 0 | 0 | 0 | 0 | 0 | 0 | 0 | 0 | 0 | 0 | 0 | 0 | 0
NE | biomass | 50438 | 50438 | 50438 | 48932 | 47527 | 46690 | 40803 | 38706 | 36520 | 0.001151 | 0.0010817 | 0.0010906 | 0.00089175 | 0.00088709 | 0.00090929 | 0.00081235 | 0.00079007 | 0.00066858
NE | hard coal | 20777033 | 10781586 | 8390375 | 8763129 | 7947022 | 6629843 | 5029965 | 4459427 | 4180480 | 0.47415 | 0.23123 | 0.18143 | 0.1597 | 0.14833 | 0.12912 | 0.10014 | 0.091026 | 0.076533
NE | geothermal | 0 | 0 | 0 | 0 | 0 | 0 | 0 | 0 | 0 | 0 | 0 | 0 | 0 | 0 | 0 | 0 | 0 | 0
NE | hydro | 1186917 | 1186917 | 1189044 | 1191000 | 1193260 | 1245902 | 1248296 | 1250385 | 1252563 | 0.027086 | 0.025455 | 0.025711 | 0.021705 | 0.022272 | 0.024264 | 0.024853 | 0.025523 | 0.022931
NE | natural gas steam turbine | 1532886 | 2158561 | 1363793 | 1351532 | 1271502 | 1090885 | 1338579 | 1150851 | 1118416 | 0.034981 | 0.046294 | 0.02949 | 0.024631 | 0.023733 | 0.021245 | 0.02665 | 0.023491 | 0.020475
NE | nuclear | 6150340 | 6150340 | 6150340 | 6150340 | 6150340 | 5998652 | 5287309 | 4994086 | 4981157 | 0.14035 | 0.1319 | 0.13299 | 0.11209 | 0.1148 | 0.11682 | 0.10527 | 0.10194 | 0.091191
NE | offshore wind | 0 | 0 | 0 | 0 | 0 | 0 | 0 | 0 | 0 | 0 | 0 | 0 | 0 | 0 | 0 | 0 | 0 | 0
NE | petroleum | 528329 | 55812 | 3783 | 0 | 0 | 0 | 0 | 0 | 0 | 0.012057 | 0.001197 | 8.1802e-05 | 0 | 0 | 0 | 0 | 0 | 0
NE | onshore wind | 13583436 | 23813740 | 26324435 | 31925978 | 31571540 | 30993368 | 31944445 | 31797576 | 36221050 | 0.30998 | 0.51072 | 0.56923 | 0.58183 | 0.58928 | 0.6036 | 0.63599 | 0.64905 | 0.6631
NE | pumped hydro | 0 | 0 | 0 | 0 | 0 | 0 | 0 | 0 | 0 | 0 | 0 | 0 | 0 | 0 | 0 | 0 | 0 | 0
NE | solar pv | 10606 | 2430100 | 2773811 | 5441120 | 5394847 | 5342407 | 5338782 | 5299670 | 6833245 | 0.00024204 | 0.052117 | 0.059979 | 0.09916 | 0.1007 | 0.10404 | 0.10629 | 0.10818 | 0.1251
NV |  | NV_2022 | NV_2023 | NV_2024 | NV_2025 | NV_2026 | NV_2027 | NV_2028 | NV_2029 | NV_2030 | NV_2022 | NV_2023 | NV_2024 | NV_2025 | NV_2026 | NV_2027 | NV_2028 | NV_2029 | NV_2030
|  | 2022 | 2023 | 2024 | 2025 | 2026 | 2027 | 2028 | 2029 | 2030 | 2022 | 2023 | 2024 | 2025 | 2026 | 2027 | 2028 | 2029 | 2030
NV | battery | 0 | 0 | 0 | 0 | 0 | 0 | 0 | 0 | 0 | 0 | 0 | 0 | 0 | 0 | 0 | 0 | 0 | 0
NV | biomass | 45042 | 45042 | 45042 | 45042 | 45042 | 45042 | 45042 | 41988 | 41988 | 0.001076 | 0.0012048 | 0.0010265 | 0.0010331 | 0.0010513 | 0.0010909 | 0.0012614 | 0.0011036 | 0.0012161
NV | hard coal | 4768915 | 2481645 | 1210708 | 1143220 | 1035451 | 841269 | 227321 | 554550 | 367683 | 0.11392 | 0.066382 | 0.027591 | 0.026221 | 0.024168 | 0.020374 | 0.0063663 | 0.014575 | 0.010649
NV | geothermal | 2106801 | 2106801 | 2106801 | 2106801 | 2106801 | 2106801 | 2106801 | 2106801 | 2106801 | 0.050329 | 0.056355 | 0.048012 | 0.048321 | 0.049174 | 0.051024 | 0.059002 | 0.055373 | 0.061019
NV | hydro | 2154841 | 2154704 | 2154938 | 2155034 | 2155131 | 2155227 | 2152865 | 2152961 | 2147912 | 0.051477 | 0.057637 | 0.049109 | 0.049427 | 0.050302 | 0.052197 | 0.060292 | 0.056586 | 0.06221
NV | natural gas steam turbine | 24095263 | 20703785 | 27654033 | 27489387 | 26345871 | 24725444 | 18840300 | 17565459 | 12834872 | 0.57561 | 0.55381 | 0.63021 | 0.63049 | 0.61493 | 0.59882 | 0.52764 | 0.46167 | 0.37174
NV | nuclear | 0 | 0 | 0 | 0 | 0 | 0 | 0 | 0 | 0 | 0 | 0 | 0 | 0 | 0 | 0 | 0 | 0 | 0
NV | offshore wind | 0 | 0 | 0 | 0 | 0 | 0 | 0 | 0 | 0 | 0 | 0 | 0 | 0 | 0 | 0 | 0 | 0 | 0
NV | petroleum | 454748 | 469974 | 307880 | 318699 | 324295 | 307811 | 98931 | 94094 | 0 | 0.010863 | 0.012571 | 0.0070163 | 0.0073096 | 0.0075692 | 0.0074548 | 0.0027706 | 0.0024731 | 0
NV | onshore wind | 403346 | 402269 | 401191 | 400114 | 398893 | 397959 | 374842 | 302028 | 325459 | 0.0096354 | 0.01076 | 0.0091427 | 0.0091769 | 0.0093104 | 0.0096381 | 0.010498 | 0.0079381 | 0.0094263
NV | pumped hydro | 0 | 0 | 0 | 0 | 0 | 0 | 0 | 0 | 0 | 0 | 0 | 0 | 0 | 0 | 0 | 0 | 0 | 0
NV | solar pv | 7831709 | 9019971 | 10000386 | 9941885 | 10432344 | 10710789 | 11860959 | 15229846 | 16702067 | 0.18709 | 0.24128 | 0.2279 | 0.22802 | 0.2435 | 0.2594 | 0.33217 | 0.40028 | 0.48374
NH |  | NH_2022 | NH_2023 | NH_2024 | NH_2025 | NH_2026 | NH_2027 | NH_2028 | NH_2029 | NH_2030 | NH_2022 | NH_2023 | NH_2024 | NH_2025 | NH_2026 | NH_2027 | NH_2028 | NH_2029 | NH_2030
|  | 2022 | 2023 | 2024 | 2025 | 2026 | 2027 | 2028 | 2029 | 2030 | 2022 | 2023 | 2024 | 2025 | 2026 | 2027 | 2028 | 2029 | 2030
NH | battery | 0 | 0 | 0 | 0 | 0 | 0 | 0 | 0 | 0 | 0 | 0 | 0 | 0 | 0 | 0 | 0 | 0 | 0
NH | biomass | 568095 | 163120 | 130614 | 297530 | 297530 | 256864 | 153103 | 107396 | 106180 | 0.037711 | 0.0088815 | 0.0065149 | 0.015114 | 0.013005 | 0.011318 | 0.0067999 | 0.0048576 | 0.0047709
NH | hard coal | 1060325 | 390949 | 364336 | 223567 | 190638 | 199260 | 160328 | 154162 | 145358 | 0.070386 | 0.021286 | 0.018173 | 0.011356 | 0.008333 | 0.00878 | 0.0071207 | 0.0069728 | 0.0065313
NH | geothermal | 0 | 0 | 0 | 0 | 0 | 0 | 0 | 0 | 0 | 0 | 0 | 0 | 0 | 0 | 0 | 0 | 0 | 0
NH | hydro | 1428061 | 1428061 | 1430540 | 1433019 | 1435499 | 1437978 | 1440457 | 1442936 | 1445415 | 0.094796 | 0.077754 | 0.071353 | 0.072793 | 0.062747 | 0.063361 | 0.063976 | 0.065265 | 0.064946
NH | natural gas steam turbine | 1322470 | 624599 | 1316370 | 915580 | 821832 | 662432 | 635983 | 287966 | 60230 | 0.087787 | 0.034008 | 0.065659 | 0.046508 | 0.035923 | 0.029189 | 0.028246 | 0.013025 | 0.0027063
NH | nuclear | 9976364 | 9976364 | 9976364 | 9976364 | 9976364 | 9976364 | 9976364 | 9976364 | 9976364 | 0.66224 | 0.54319 | 0.49761 | 0.50677 | 0.43608 | 0.43959 | 0.44309 | 0.45124 | 0.44826
NH | offshore wind | 0 | 0 | 0 | 0 | 0 | 0 | 0 | 0 | 0 | 0 | 0 | 0 | 0 | 0 | 0 | 0 | 0 | 0
NH | petroleum | 0 | 0 | 0 | 0 | 0 | 0 | 0 | 0 | 0 | 0 | 0 | 0 | 0 | 0 | 0 | 0 | 0 | 0
NH | onshore wind | 592916 | 5533581 | 6582512 | 6591695 | 9908860 | 9916832 | 9905983 | 9898397 | 10282117 | 0.039358 | 0.30129 | 0.32833 | 0.33484 | 0.43313 | 0.43696 | 0.43996 | 0.44771 | 0.462
NH | pumped hydro | 0 | 0 | 0 | 0 | 0 | 0 | 0 | 0 | 0 | 0 | 0 | 0 | 0 | 0 | 0 | 0 | 0 | 0
NH | solar pv | 116267 | 249655 | 247897 | 248600 | 246872 | 245147 | 243422 | 241719 | 240041 | 0.0077179 | 0.013593 | 0.012365 | 0.012628 | 0.010791 | 0.010802 | 0.010811 | 0.010933 | 0.010786
NJ |  | NJ_2022 | NJ_2023 | NJ_2024 | NJ_2025 | NJ_2026 | NJ_2027 | NJ_2028 | NJ_2029 | NJ_2030 | NJ_2022 | NJ_2023 | NJ_2024 | NJ_2025 | NJ_2026 | NJ_2027 | NJ_2028 | NJ_2029 | NJ_2030
|  | 2022 | 2023 | 2024 | 2025 | 2026 | 2027 | 2028 | 2029 | 2030 | 2022 | 2023 | 2024 | 2025 | 2026 | 2027 | 2028 | 2029 | 2030
NJ | battery | 0 | 0 | 0 | 0 | 0 | 0 | 0 | 0 | 0 | 0 | 0 | 0 | 0 | 0 | 0 | 0 | 0 | 0
NJ | biomass | 717338 | 717338 | 717338 | 717338 | 717338 | 717338 | 717338 | 717338 | 714611 | 0.0096341 | 0.0098673 | 0.0095486 | 0.0096183 | 0.0095608 | 0.009113 | 0.0088075 | 0.0087962 | 0.0093044
NJ | hard coal | 0 | 0 | 0 | 10252 | 20504 | 30755 | 0 | 0 | 0 | 0 | 0 | 0 | 0.00013746 | 0.00027328 | 0.00039071 | 0 | 0 | 0
NJ | geothermal | 0 | 0 | 0 | 0 | 0 | 0 | 0 | 0 | 0 | 0 | 0 | 0 | 0 | 0 | 0 | 0 | 0 | 0
NJ | hydro | 16563 | 16563 | 16593 | 16623 | 16653 | 16683 | 16713 | 16743 | 16773 | 0.00022245 | 0.00022783 | 0.00022087 | 0.00022289 | 0.00022195 | 0.00021194 | 0.0002052 | 0.00020531 | 0.00021839
NJ | natural gas steam turbine | 42940788 | 40306478 | 40955701 | 38391540 | 38866550 | 39951691 | 37270042 | 35907140 | 31224040 | 0.57671 | 0.55443 | 0.54517 | 0.51477 | 0.51802 | 0.50754 | 0.4576 | 0.4403 | 0.40655
NJ | nuclear | 27672408 | 27672408 | 27672408 | 27672408 | 27672408 | 27672408 | 27672408 | 27672408 | 27672408 | 0.37165 | 0.38064 | 0.36835 | 0.37104 | 0.36882 | 0.35155 | 0.33976 | 0.33933 | 0.3603
NJ | offshore wind | 0 | 0 | 2371704 | 3865034 | 3854570 | 7074742 | 12231651 | 13433174 | 13396655 | 0 | 0 | 0.03157 | 0.051824 | 0.051374 | 0.089877 | 0.15018 | 0.16472 | 0.17443
NJ | petroleum | 35921 | 26042 | 0 | 0 | 0 | 0 | 0 | 0 | 0 | 0.00048243 | 0.00035822 | 0 | 0 | 0 | 0 | 0 | 0 | 0
NJ | onshore wind | 239240 | 286069 | 285339 | 284610 | 283880 | 279853 | 278986 | 281699 | 281016 | 0.0032131 | 0.003935 | 0.0037982 | 0.0038161 | 0.0037836 | 0.0035552 | 0.0034254 | 0.0034543 | 0.0036589
NJ | pumped hydro | 0 | 0 | 0 | 0 | 0 | 0 | 0 | 0 | 0 | 0 | 0 | 0 | 0 | 0 | 0 | 0 | 0 | 0
NJ | solar pv | 2836078 | 3673974 | 3106126 | 3622608 | 3597374 | 2972625 | 3258853 | 3522288 | 3497787 | 0.038089 | 0.050537 | 0.041346 | 0.048573 | 0.047946 | 0.037764 | 0.040012 | 0.043191 | 0.045542
NM |  | NM_2022 | NM_2023 | NM_2024 | NM_2025 | NM_2026 | NM_2027 | NM_2028 | NM_2029 | NM_2030 | NM_2022 | NM_2023 | NM_2024 | NM_2025 | NM_2026 | NM_2027 | NM_2028 | NM_2029 | NM_2030
|  | 2022 | 2023 | 2024 | 2025 | 2026 | 2027 | 2028 | 2029 | 2030 | 2022 | 2023 | 2024 | 2025 | 2026 | 2027 | 2028 | 2029 | 2030
NM | battery | 0 | 0 | 0 | 0 | 0 | 0 | 0 | 0 | 0 | 0 | 0 | 0 | 0 | 0 | 0 | 0 | 0 | 0
NM | biomass | 14646 | 14646 | 14646 | 14646 | 14646 | 14646 | 12639 | 12639 | 12050 | 0.00045543 | 0.00041304 | 0.00042719 | 0.00036844 | 0.00033646 | 0.00034143 | 0.00025879 | 0.00025259 | 0.00024482
NM | hard coal | 10921872 | 10104821 | 9070061 | 7296715 | 6592521 | 5703617 | 236703 | 0 | 0 | 0.33962 | 0.28497 | 0.26455 | 0.18356 | 0.15145 | 0.13297 | 0.0048466 | 0 | 0
NM | geothermal | 64046 | 64046 | 64046 | 64046 | 64046 | 64046 | 64046 | 64046 | 64046 | 0.0019916 | 0.0018062 | 0.0018681 | 0.0016112 | 0.0014713 | 0.0014931 | 0.0013114 | 0.0012799 | 0.0013012
NM | hydro | 160099 | 160099 | 160378 | 160657 | 160936 | 161215 | 161494 | 161773 | 162052 | 0.0049784 | 0.004515 | 0.0046778 | 0.0040415 | 0.0036971 | 0.0037583 | 0.0033066 | 0.003233 | 0.0032924
NM | natural gas steam turbine | 4721917 | 4066588 | 2970401 | 1780221 | 1671511 | 1340515 | 1129108 | 757129 | 619879 | 0.14683 | 0.11468 | 0.086639 | 0.044784 | 0.038399 | 0.031251 | 0.023119 | 0.015131 | 0.012594
NM | nuclear | 0 | 0 | 0 | 0 | 0 | 0 | 0 | 0 | 0 | 0 | 0 | 0 | 0 | 0 | 0 | 0 | 0 | 0
NM | offshore wind | 0 | 0 | 0 | 0 | 0 | 0 | 0 | 0 | 0 | 0 | 0 | 0 | 0 | 0 | 0 | 0 | 0 | 0
NM | petroleum | 0 | 48252 | 30783 | 0 | 8143 | 38993 | 10606 | 11410 | 14654 | 0 | 0.0013608 | 0.00089786 | 0 | 0.00018707 | 0.00090902 | 0.00021716 | 0.00022803 | 0.00029772
NM | onshore wind | 14340503 | 15721374 | 17133764 | 23878497 | 27575905 | 27852710 | 39678438 | 40623249 | 39948006 | 0.44593 | 0.44336 | 0.49975 | 0.60069 | 0.63349 | 0.64931 | 0.81243 | 0.81185 | 0.81161
NM | pumped hydro | 0 | 0 | 0 | 0 | 0 | 0 | 0 | 0 | 0 | 0 | 0 | 0 | 0 | 0 | 0 | 0 | 0 | 0
NM | solar pv | 1935682 | 5279449 | 4840782 | 6556850 | 7442255 | 7719863 | 7546155 | 8407914 | 8400054 | 0.060191 | 0.14889 | 0.14119 | 0.16495 | 0.17097 | 0.17997 | 0.15451 | 0.16803 | 0.17066
NY |  | NY_2022 | NY_2023 | NY_2024 | NY_2025 | NY_2026 | NY_2027 | NY_2028 | NY_2029 | NY_2030 | NY_2022 | NY_2023 | NY_2024 | NY_2025 | NY_2026 | NY_2027 | NY_2028 | NY_2029 | NY_2030
|  | 2022 | 2023 | 2024 | 2025 | 2026 | 2027 | 2028 | 2029 | 2030 | 2022 | 2023 | 2024 | 2025 | 2026 | 2027 | 2028 | 2029 | 2030
NY | battery | 0 | 0 | 0 | 0 | 0 | 0 | 0 | 0 | 0 | 0 | 0 | 0 | 0 | 0 | 0 | 0 | 0 | 0
NY | biomass | 1499949 | 1603396 | 1585308 | 1509935 | 1509935 | 1509935 | 1509935 | 1532704 | 1552743 | 0.013553 | 0.014417 | 0.013954 | 0.012757 | 0.012353 | 0.01197 | 0.011888 | 0.011778 | 0.011392
NY | hard coal | 1047367 | 910660 | 853042 | 833958 | 670855 | 780231 | 215873 | 207570 | 162730 | 0.0094635 | 0.008188 | 0.0075085 | 0.007046 | 0.0054883 | 0.0061852 | 0.0016997 | 0.0015951 | 0.0011939
NY | geothermal | 0 | 0 | 0 | 0 | 0 | 0 | 0 | 0 | 0 | 0 | 0 | 0 | 0 | 0 | 0 | 0 | 0 | 0
NY | hydro | 26833708 | 26833708 | 26866100 | 27698237 | 27730629 | 28170399 | 28237164 | 28335995 | 28434834 | 0.24246 | 0.24127 | 0.23648 | 0.23402 | 0.22687 | 0.22332 | 0.22232 | 0.21775 | 0.20862
NY | natural gas steam turbine | 39656636 | 36993415 | 36797254 | 35131806 | 34333632 | 33455879 | 30033947 | 26230692 | 24323435 | 0.35832 | 0.33262 | 0.32389 | 0.29683 | 0.28089 | 0.26522 | 0.23647 | 0.20157 | 0.17845
NY | nuclear | 26308076 | 26308076 | 26308076 | 26308076 | 26308076 | 26308076 | 26308076 | 26308076 | 26308076 | 0.23771 | 0.23654 | 0.23156 | 0.22227 | 0.21523 | 0.20856 | 0.20714 | 0.20217 | 0.19301
NY | offshore wind | 0 | 329410 | 475910 | 3553065 | 8238007 | 11051803 | 15581499 | 15198370 | 15254045 | 0 | 0.0029618 | 0.004189 | 0.030019 | 0.067396 | 0.087613 | 0.12268 | 0.11679 | 0.11191
NY | petroleum | 6408325 | 6399495 | 5958978 | 5474028 | 5387741 | 5387741 | 5387741 | 5387741 | 5064033 | 0.057902 | 0.057539 | 0.052451 | 0.04625 | 0.044077 | 0.042711 | 0.04242 | 0.041403 | 0.037153
NY | onshore wind | 6908504 | 8425223 | 10861461 | 13775816 | 13835222 | 15178026 | 15254668 | 19061181 | 23523155 | 0.062422 | 0.075753 | 0.095603 | 0.11639 | 0.11319 | 0.12032 | 0.12011 | 0.14648 | 0.17258
NY | pumped hydro | 0 | 0 | 0 | 0 | 0 | 0 | 0 | 0 | 0 | 0 | 0 | 0 | 0 | 0 | 0 | 0 | 0 | 0
NY | solar pv | 2011985 | 3415966 | 3903867 | 4073674 | 4219460 | 4301749 | 4480354 | 7866748 | 11679344 | 0.018179 | 0.030714 | 0.034362 | 0.034418 | 0.03452 | 0.034102 | 0.035276 | 0.060453 | 0.085687
NC |  | NC_2022 | NC_2023 | NC_2024 | NC_2025 | NC_2026 | NC_2027 | NC_2028 | NC_2029 | NC_2030 | NC_2022 | NC_2023 | NC_2024 | NC_2025 | NC_2026 | NC_2027 | NC_2028 | NC_2029 | NC_2030
|  | 2022 | 2023 | 2024 | 2025 | 2026 | 2027 | 2028 | 2029 | 2030 | 2022 | 2023 | 2024 | 2025 | 2026 | 2027 | 2028 | 2029 | 2030
NC | battery | 0 | 0 | 0 | 0 | 0 | 0 | 0 | 0 | 0 | 0 | 0 | 0 | 0 | 0 | 0 | 0 | 0 | 0
NC | biomass | 382740 | 395197 | 386630 | 382585 | 382585 | 382585 | 377086 | 377019 | 373277 | 0.0024819 | 0.0027284 | 0.0027736 | 0.0027938 | 0.0028429 | 0.0027627 | 0.0029264 | 0.0029079 | 0.0025443
NC | hard coal | 53102218 | 40984056 | 35641506 | 33903448 | 30464057 | 23354519 | 16251260 | 16384766 | 16034054 | 0.34434 | 0.28295 | 0.25569 | 0.24758 | 0.22637 | 0.16864 | 0.12612 | 0.12637 | 0.10929
NC | geothermal | 0 | 0 | 0 | 0 | 0 | 0 | 0 | 0 | 0 | 0 | 0 | 0 | 0 | 0 | 0 | 0 | 0 | 0
NC | hydro | 5517084 | 5516779 | 5518489 | 5519628 | 5521299 | 5613099 | 5630329 | 5646697 | 5664190 | 0.035776 | 0.038087 | 0.039589 | 0.040307 | 0.041027 | 0.040532 | 0.043695 | 0.043553 | 0.038608
NC | natural gas steam turbine | 40322428 | 42225920 | 42112587 | 41493607 | 40628880 | 41037594 | 34677656 | 31757323 | 24180948 | 0.26147 | 0.29152 | 0.30211 | 0.303 | 0.3019 | 0.29633 | 0.26912 | 0.24494 | 0.16482
NC | nuclear | 41572850 | 41572850 | 41572850 | 41572850 | 41572850 | 41572850 | 41572850 | 41572850 | 41572850 | 0.26958 | 0.28701 | 0.29824 | 0.30358 | 0.30892 | 0.3002 | 0.32263 | 0.32065 | 0.28337
NC | offshore wind | 0 | 0 | 0 | 0 | 1467217 | 4363416 | 5793160 | 9357028 | 10232525 | 0 | 0 | 0 | 0 | 0.010903 | 0.031508 | 0.044959 | 0.07217 | 0.069746
NC | petroleum | 21463 | 6859 | 427 | 3081 | 0 | 0 | 0 | 0 | 0 | 0.00013918 | 4.7354e-05 | 3.0632e-06 | 2.2499e-05 | 0 | 0 | 0 | 0 | 0
NC | onshore wind | 496349 | 505266 | 505347 | 504005 | 502610 | 501268 | 499901 | 430376 | 16036090 | 0.0032186 | 0.0034883 | 0.0036253 | 0.0036805 | 0.0037348 | 0.0036197 | 0.0038796 | 0.0033195 | 0.1093
NC | pumped hydro | 0 | 0 | 0 | 0 | 0 | 0 | 0 | 0 | 0 | 0 | 0 | 0 | 0 | 0 | 0 | 0 | 0 | 0
NC | solar pv | 12797817 | 13638680 | 13657540 | 13561813 | 14036537 | 21658841 | 24052458 | 24126062 | 32616357 | 0.082988 | 0.09416 | 0.097977 | 0.099034 | 0.1043 | 0.1564 | 0.18666 | 0.18608 | 0.22232
ND |  | ND_2022 | ND_2023 | ND_2024 | ND_2025 | ND_2026 | ND_2027 | ND_2028 | ND_2029 | ND_2030 | ND_2022 | ND_2023 | ND_2024 | ND_2025 | ND_2026 | ND_2027 | ND_2028 | ND_2029 | ND_2030
|  | 2022 | 2023 | 2024 | 2025 | 2026 | 2027 | 2028 | 2029 | 2030 | 2022 | 2023 | 2024 | 2025 | 2026 | 2027 | 2028 | 2029 | 2030
ND | battery | 0 | 0 | 0 | 0 | 0 | 0 | 0 | 0 | 0 | 0 | 0 | 0 | 0 | 0 | 0 | 0 | 0 | 0
ND | biomass | 0 | 0 | 0 | 0 | 0 | 0 | 0 | 0 | 0 | 0 | 0 | 0 | 0 | 0 | 0 | 0 | 0 | 0
ND | hard coal | 18661446 | 13615297 | 10172791 | 7748766 | 3013490 | 1902897 | 1057895 | 657593 | 553363 | 0.49653 | 0.37168 | 0.27365 | 0.18214 | 0.071711 | 0.04468 | 0.023696 | 0.014416 | 0.011776
ND | geothermal | 0 | 0 | 0 | 0 | 0 | 0 | 0 | 0 | 0 | 0 | 0 | 0 | 0 | 0 | 0 | 0 | 0 | 0
ND | hydro | 1960193 | 1960193 | 1960193 | 2148525 | 2148525 | 2147040 | 2145309 | 2136179 | 2122837 | 0.052155 | 0.053511 | 0.05273 | 0.050504 | 0.051128 | 0.050412 | 0.048053 | 0.04683 | 0.045176
ND | natural gas steam turbine | 933226 | 612793 | 344914 | 260542 | 185003 | 231624 | 273780 | 249335 | 177516 | 0.02483 | 0.016729 | 0.0092782 | 0.0061243 | 0.0044025 | 0.0054385 | 0.0061324 | 0.005466 | 0.0037777
ND | nuclear | 0 | 0 | 0 | 0 | 0 | 0 | 0 | 0 | 0 | 0 | 0 | 0 | 0 | 0 | 0 | 0 | 0 | 0
ND | offshore wind | 0 | 0 | 0 | 0 | 0 | 0 | 0 | 0 | 0 | 0 | 0 | 0 | 0 | 0 | 0 | 0 | 0 | 0
ND | petroleum | 112226 | 1708 | 0 | 0 | 0 | 0 | 0 | 0 | 0 | 0.002986 | 4.6627e-05 | 0 | 0 | 0 | 0 | 0 | 0 | 0
ND | onshore wind | 15916959 | 20441471 | 24696578 | 32277167 | 36569230 | 38202634 | 41063024 | 42468340 | 44033198 | 0.4235 | 0.55803 | 0.66434 | 0.75871 | 0.87023 | 0.89699 | 0.91977 | 0.93101 | 0.93707
ND | pumped hydro | 0 | 0 | 0 | 0 | 0 | 0 | 0 | 0 | 0 | 0 | 0 | 0 | 0 | 0 | 0 | 0 | 0 | 0
ND | solar pv | 0 | 0 | 0 | 106991 | 106242 | 105493 | 104755 | 104027 | 103300 | 0 | 0 | 0 | 0.002515 | 0.0025282 | 0.002477 | 0.0023464 | 0.0022805 | 0.0021983
OH |  | OH_2022 | OH_2023 | OH_2024 | OH_2025 | OH_2026 | OH_2027 | OH_2028 | OH_2029 | OH_2030 | OH_2022 | OH_2023 | OH_2024 | OH_2025 | OH_2026 | OH_2027 | OH_2028 | OH_2029 | OH_2030
|  | 2022 | 2023 | 2024 | 2025 | 2026 | 2027 | 2028 | 2029 | 2030 | 2022 | 2023 | 2024 | 2025 | 2026 | 2027 | 2028 | 2029 | 2030
OH | battery | 0 | 0 | 0 | 0 | 0 | 0 | 0 | 0 | 0 | 0 | 0 | 0 | 0 | 0 | 0 | 0 | 0 | 0
OH | biomass | 414687 | 402593 | 402593 | 402522 | 402522 | 402522 | 405404 | 406485 | 402257 | 0.0031354 | 0.002877 | 0.0028731 | 0.0029579 | 0.002963 | 0.0031185 | 0.0034428 | 0.0036051 | 0.0038238
OH | hard coal | 34498671 | 33301772 | 31331783 | 30504068 | 29675626 | 20675507 | 12029402 | 8165131 | 3547943 | 0.26084 | 0.23798 | 0.2236 | 0.22415 | 0.21844 | 0.16018 | 0.10216 | 0.072416 | 0.033726
OH | geothermal | 0 | 0 | 0 | 0 | 0 | 0 | 0 | 0 | 0 | 0 | 0 | 0 | 0 | 0 | 0 | 0 | 0 | 0
OH | hydro | 328149 | 328149 | 328742 | 329336 | 329929 | 330522 | 331116 | 331709 | 332302 | 0.0024811 | 0.002345 | 0.0023461 | 0.0024201 | 0.0024286 | 0.0025607 | 0.0028119 | 0.0029419 | 0.0031588
OH | natural gas steam turbine | 74642750 | 81842016 | 83171117 | 80002258 | 80651353 | 82974465 | 77583320 | 75777588 | 70801304 | 0.56437 | 0.58485 | 0.59356 | 0.58788 | 0.59368 | 0.64283 | 0.65886 | 0.67206 | 0.67303
OH | nuclear | 17154895 | 17154895 | 17154895 | 17154895 | 17154895 | 17154895 | 17154895 | 17154895 | 17154895 | 0.12971 | 0.12259 | 0.12243 | 0.12606 | 0.12628 | 0.1329 | 0.14568 | 0.15215 | 0.16307
OH | offshore wind | 0 | 0 | 31562 | 68816 | 68630 | 68444 | 31527 | 68078 | 67892 | 0 | 0 | 0.00022524 | 0.00050568 | 0.00050519 | 0.00053026 | 0.00026774 | 0.00060378 | 0.00064538
OH | petroleum | 352459 | 307767 | 133711 | 94635 | 78199 | 19190 | 19190 | 0 | 0 | 0.0026649 | 0.0021993 | 0.00095424 | 0.00069541 | 0.00057563 | 0.00014867 | 0.00016297 | 0 | 0
OH | onshore wind | 2994784 | 2887124 | 2978735 | 2970771 | 2962802 | 2954841 | 2822357 | 2938969 | 2485035 | 0.022643 | 0.020632 | 0.021258 | 0.02183 | 0.021809 | 0.022892 | 0.023968 | 0.026065 | 0.023623
OH | pumped hydro | 0 | 0 | 0 | 0 | 0 | 0 | 0 | 0 | 0 | 0 | 0 | 0 | 0 | 0 | 0 | 0 | 0 | 0
OH | solar pv | 1873017 | 3712287 | 4590389 | 4558213 | 4526395 | 4496649 | 7376170 | 7910649 | 10406085 | 0.014162 | 0.026528 | 0.03276 | 0.033495 | 0.033319 | 0.034837 | 0.062641 | 0.070159 | 0.098919
OK |  | OK_2022 | OK_2023 | OK_2024 | OK_2025 | OK_2026 | OK_2027 | OK_2028 | OK_2029 | OK_2030 | OK_2022 | OK_2023 | OK_2024 | OK_2025 | OK_2026 | OK_2027 | OK_2028 | OK_2029 | OK_2030
|  | 2022 | 2023 | 2024 | 2025 | 2026 | 2027 | 2028 | 2029 | 2030 | 2022 | 2023 | 2024 | 2025 | 2026 | 2027 | 2028 | 2029 | 2030
OK | battery | 0 | 0 | 0 | 0 | 0 | 0 | 0 | 0 | 0 | 0 | 0 | 0 | 0 | 0 | 0 | 0 | 0 | 0
OK | biomass | 25738 | 25738 | 25738 | 25738 | 25738 | 24469 | 23019 | 21659 | 19109 | 0.00030882 | 0.00028536 | 0.00026742 | 0.00027262 | 0.00027888 | 0.00027439 | 0.00021983 | 0.00018765 | 0.00015755
OK | hard coal | 12170665 | 7396313 | 3734703 | 2047107 | 1165870 | 545559 | 0 | 0 | 0 | 0.14603 | 0.082004 | 0.038804 | 0.021683 | 0.012632 | 0.0061178 | 0 | 0 | 0
OK | geothermal | 0 | 0 | 0 | 0 | 0 | 0 | 0 | 0 | 0 | 0 | 0 | 0 | 0 | 0 | 0 | 0 | 0 | 0
OK | hydro | 2174456 | 2174456 | 2176421 | 2176520 | 2168027 | 2174134 | 2202615 | 2206647 | 2207662 | 0.026091 | 0.024108 | 0.022614 | 0.023054 | 0.023491 | 0.024381 | 0.021035 | 0.019118 | 0.018201
OK | natural gas steam turbine | 21790856 | 20478746 | 19696650 | 15370346 | 12832008 | 9922532 | 7194009 | 5639666 | 4811141 | 0.26146 | 0.22705 | 0.20465 | 0.16281 | 0.13904 | 0.11127 | 0.068702 | 0.04886 | 0.039666
OK | nuclear | 0 | 0 | 0 | 0 | 0 | 0 | 0 | 0 | 0 | 0 | 0 | 0 | 0 | 0 | 0 | 0 | 0 | 0
OK | offshore wind | 0 | 0 | 0 | 0 | 0 | 0 | 0 | 0 | 0 | 0 | 0 | 0 | 0 | 0 | 0 | 0 | 0 | 0
OK | petroleum | 5300379 | 4794670 | 3051328 | 2917732 | 2733889 | 2534280 | 2369253 | 2030853 | 1353918 | 0.063597 | 0.053159 | 0.031704 | 0.030905 | 0.029622 | 0.028419 | 0.022626 | 0.017595 | 0.011162
OK | onshore wind | 41772960 | 53804153 | 63298613 | 67605696 | 69133838 | 69792380 | 85608945 | 98193294 | 105574063 | 0.50122 | 0.59653 | 0.65769 | 0.71609 | 0.74908 | 0.78265 | 0.81755 | 0.85071 | 0.87041
OK | pumped hydro | 0 | 0 | 0 | 0 | 0 | 0 | 0 | 0 | 0 | 0 | 0 | 0 | 0 | 0 | 0 | 0 | 0 | 0
OK | solar pv | 107676 | 1520694 | 4260819 | 4266040 | 4232775 | 4181652 | 7315649 | 7332365 | 7326130 | 0.001292 | 0.01686 | 0.044271 | 0.045187 | 0.045863 | 0.046893 | 0.069863 | 0.063525 | 0.060401
OR |  | OR_2022 | OR_2023 | OR_2024 | OR_2025 | OR_2026 | OR_2027 | OR_2028 | OR_2029 | OR_2030 | OR_2022 | OR_2023 | OR_2024 | OR_2025 | OR_2026 | OR_2027 | OR_2028 | OR_2029 | OR_2030
|  | 2022 | 2023 | 2024 | 2025 | 2026 | 2027 | 2028 | 2029 | 2030 | 2022 | 2023 | 2024 | 2025 | 2026 | 2027 | 2028 | 2029 | 2030
OR | battery | 0 | 0 | 0 | 0 | 0 | 0 | 0 | 0 | 0 | 0 | 0 | 0 | 0 | 0 | 0 | 0 | 0 | 0
OR | biomass | 255576 | 231844 | 230645 | 228370 | 229920 | 228236 | 208023 | 189588 | 180417 | 0.0038833 | 0.0037442 | 0.0037141 | 0.0036508 | 0.003736 | 0.0037204 | 0.0036228 | 0.0032898 | 0.0032274
OR | hard coal | 0 | 0 | 0 | 30755 | 61511 | 92266 | 0 | 0 | 0 | 0 | 0 | 0 | 0.00049166 | 0.0009995 | 0.001504 | 0 | 0 | 0
OR | geothermal | 145220 | 145220 | 145220 | 145220 | 145220 | 1183695 | 1202668 | 1202668 | 1202668 | 0.0022065 | 0.0023453 | 0.0023385 | 0.0023215 | 0.0023597 | 0.019295 | 0.020945 | 0.020869 | 0.021514
OR | hydro | 35336896 | 35336604 | 35388910 | 36461736 | 36513750 | 36748711 | 36816646 | 36898379 | 36987829 | 0.53692 | 0.57068 | 0.56987 | 0.58288 | 0.59332 | 0.59903 | 0.64117 | 0.64027 | 0.66165
OR | natural gas steam turbine | 17158778 | 12984609 | 13093315 | 12246317 | 11055677 | 9232343 | 5196044 | 4512385 | 3086252 | 0.26072 | 0.2097 | 0.21084 | 0.19577 | 0.17965 | 0.15049 | 0.09049 | 0.0783 | 0.055208
OR | nuclear | 0 | 0 | 0 | 0 | 0 | 0 | 0 | 0 | 0 | 0 | 0 | 0 | 0 | 0 | 0 | 0 | 0 | 0
OR | offshore wind | 0 | 0 | 0 | 0 | 0 | 0 | 0 | 0 | 0 | 0 | 0 | 0 | 0 | 0 | 0 | 0 | 0 | 0
OR | petroleum | 0 | 0 | 0 | 0 | 0 | 0 | 0 | 0 | 0 | 0 | 0 | 0 | 0 | 0 | 0 | 0 | 0 | 0
OR | onshore wind | 10572695 | 10886158 | 10922107 | 11137688 | 11246101 | 11588622 | 11740033 | 12386515 | 12012509 | 0.16065 | 0.17581 | 0.17588 | 0.17805 | 0.18274 | 0.1889 | 0.20445 | 0.21494 | 0.21489
OR | pumped hydro | 0 | 0 | 0 | 0 | 0 | 0 | 0 | 0 | 0 | 0 | 0 | 0 | 0 | 0 | 0 | 0 | 0 | 0
OR | solar pv | 2344566 | 2336150 | 2320198 | 2303858 | 2289584 | 2273421 | 2257816 | 2439549 | 2432360 | 0.035624 | 0.037728 | 0.037362 | 0.03683 | 0.037204 | 0.037058 | 0.03932 | 0.042332 | 0.043511
PA |  | PA_2022 | PA_2023 | PA_2024 | PA_2025 | PA_2026 | PA_2027 | PA_2028 | PA_2029 | PA_2030 | PA_2022 | PA_2023 | PA_2024 | PA_2025 | PA_2026 | PA_2027 | PA_2028 | PA_2029 | PA_2030
|  | 2022 | 2023 | 2024 | 2025 | 2026 | 2027 | 2028 | 2029 | 2030 | 2022 | 2023 | 2024 | 2025 | 2026 | 2027 | 2028 | 2029 | 2030
PA | battery | 0 | 0 | 0 | 0 | 0 | 0 | 0 | 0 | 0 | 0 | 0 | 0 | 0 | 0 | 0 | 0 | 0 | 0
PA | biomass | 1441905 | 1399891 | 1398687 | 1398434 | 1397827 | 1392755 | 1390642 | 1391502 | 1394117 | 0.0060648 | 0.0060133 | 0.005981 | 0.0061312 | 0.0061572 | 0.0062183 | 0.0066539 | 0.0068021 | 0.0071299
PA | hard coal | 30086334 | 22079134 | 20883092 | 19043653 | 17379763 | 13817751 | 7760933 | 6946598 | 6536937 | 0.12655 | 0.094842 | 0.0893 | 0.083494 | 0.076555 | 0.061693 | 0.037134 | 0.033957 | 0.033432
PA | geothermal | 0 | 0 | 0 | 0 | 0 | 0 | 0 | 0 | 0 | 0 | 0 | 0 | 0 | 0 | 0 | 0 | 0 | 0
PA | hydro | 2891547 | 3045293 | 3049557 | 3053800 | 3058064 | 3062349 | 3066613 | 3070877 | 3075116 | 0.012162 | 0.013081 | 0.01304 | 0.013389 | 0.01347 | 0.013673 | 0.014673 | 0.015011 | 0.015727
PA | natural gas steam turbine | 117504646 | 118344140 | 120866121 | 116601785 | 116857644 | 117309268 | 108392329 | 103970760 | 94265430 | 0.49423 | 0.50835 | 0.51685 | 0.51122 | 0.51474 | 0.52376 | 0.51863 | 0.50824 | 0.4821
PA | nuclear | 73430586 | 73430586 | 73430586 | 73430586 | 73430586 | 73430586 | 73430586 | 73430586 | 73430586 | 0.30885 | 0.31543 | 0.314 | 0.32194 | 0.32345 | 0.32785 | 0.35135 | 0.35895 | 0.37554
PA | offshore wind | 0 | 0 | 0 | 0 | 0 | 0 | 0 | 0 | 0 | 0 | 0 | 0 | 0 | 0 | 0 | 0 | 0 | 0
PA | petroleum | 5044598 | 4699339 | 4375474 | 4701560 | 5037336 | 5114438 | 5115281 | 5143972 | 4217745 | 0.021218 | 0.020186 | 0.01871 | 0.020613 | 0.022189 | 0.022835 | 0.024475 | 0.025145 | 0.021571
PA | onshore wind | 6793745 | 8955947 | 9002212 | 9014053 | 9027717 | 9018443 | 9015766 | 9798393 | 11847859 | 0.028575 | 0.038471 | 0.038495 | 0.039521 | 0.039765 | 0.040265 | 0.043138 | 0.047897 | 0.060593
PA | pumped hydro | 0 | 0 | 0 | 0 | 0 | 0 | 0 | 0 | 0 | 0 | 0 | 0 | 0 | 0 | 0 | 0 | 0 | 0
PA | solar pv | 557868 | 844277 | 847399 | 841466 | 835594 | 829751 | 823935 | 818165 | 763093 | 0.0023464 | 0.0036266 | 0.0036236 | 0.0036893 | 0.0036806 | 0.0037047 | 0.0039423 | 0.0039994 | 0.0039027
RI |  | RI_2022 | RI_2023 | RI_2024 | RI_2025 | RI_2026 | RI_2027 | RI_2028 | RI_2029 | RI_2030 | RI_2022 | RI_2023 | RI_2024 | RI_2025 | RI_2026 | RI_2027 | RI_2028 | RI_2029 | RI_2030
|  | 2022 | 2023 | 2024 | 2025 | 2026 | 2027 | 2028 | 2029 | 2030 | 2022 | 2023 | 2024 | 2025 | 2026 | 2027 | 2028 | 2029 | 2030
RI | battery | 0 | 0 | 0 | 0 | 0 | 0 | 0 | 0 | 0 | 0 | 0 | 0 | 0 | 0 | 0 | 0 | 0 | 0
RI | biomass | 189851 | 172123 | 170582 | 180863 | 180863 | 176628 | 172123 | 170258 | 169481 | 0.046854 | 0.078657 | 0.033537 | 0.021577 | 0.021438 | 0.021231 | 0.021221 | 0.021397 | 0.02329
RI | hard coal | 0 | 0 | 0 | 10252 | 20504 | 30755 | 0 | 0 | 0 | 0 | 0 | 0 | 0.0012231 | 0.0024304 | 0.0036968 | 0 | 0 | 0
RI | geothermal | 0 | 0 | 0 | 0 | 0 | 0 | 0 | 0 | 0 | 0 | 0 | 0 | 0 | 0 | 0 | 0 | 0 | 0
RI | hydro | 6608 | 6608 | 6620 | 6632 | 6644 | 6656 | 6668 | 6680 | 6692 | 0.0016308 | 0.0030198 | 0.0013015 | 0.00079121 | 0.00078754 | 0.00080005 | 0.0008221 | 0.0008395 | 0.00091962
RI | natural gas steam turbine | 3286674 | 1369555 | 2111601 | 2013969 | 1901046 | 1797441 | 1648288 | 1511158 | 851530 | 0.81113 | 0.62586 | 0.41515 | 0.24027 | 0.22534 | 0.21605 | 0.20322 | 0.18991 | 0.11702
RI | nuclear | 0 | 0 | 0 | 0 | 0 | 0 | 0 | 0 | 0 | 0 | 0 | 0 | 0 | 0 | 0 | 0 | 0 | 0
RI | offshore wind | 98353 | 100802 | 2271440 | 5647999 | 5808595 | 5792831 | 5772385 | 5761117 | 5744835 | 0.024273 | 0.046065 | 0.44658 | 0.67382 | 0.68852 | 0.6963 | 0.71168 | 0.72402 | 0.78946
RI | petroleum | 9503 | 9503 | 0 | 0 | 0 | 0 | 0 | 0 | 0 | 0.0023453 | 0.0043427 | 0 | 0 | 0 | 0 | 0 | 0 | 0
RI | onshore wind | 0 | 0 | 0 | 0 | 0 | 0 | 0 | 0 | 0 | 0 | 0 | 0 | 0 | 0 | 0 | 0 | 0 | 0
RI | pumped hydro | 0 | 0 | 0 | 0 | 0 | 0 | 0 | 0 | 0 | 0 | 0 | 0 | 0 | 0 | 0 | 0 | 0 | 0
RI | solar pv | 460981 | 529669 | 526080 | 522398 | 518745 | 515120 | 511508 | 507932 | 504377 | 0.11377 | 0.24205 | 0.10343 | 0.062323 | 0.061489 | 0.061918 | 0.063064 | 0.063833 | 0.069312
SC |  | SC_2022 | SC_2023 | SC_2024 | SC_2025 | SC_2026 | SC_2027 | SC_2028 | SC_2029 | SC_2030 | SC_2022 | SC_2023 | SC_2024 | SC_2025 | SC_2026 | SC_2027 | SC_2028 | SC_2029 | SC_2030
|  | 2022 | 2023 | 2024 | 2025 | 2026 | 2027 | 2028 | 2029 | 2030 | 2022 | 2023 | 2024 | 2025 | 2026 | 2027 | 2028 | 2029 | 2030
SC | battery | 0 | 0 | 0 | 0 | 0 | 0 | 0 | 0 | 0 | 0 | 0 | 0 | 0 | 0 | 0 | 0 | 0 | 0
SC | biomass | 541011 | 435580 | 388950 | 214145 | 214145 | 214145 | 164409 | 164409 | 161074 | 0.0054572 | 0.0046184 | 0.0043333 | 0.0024213 | 0.0024478 | 0.0024275 | 0.0019899 | 0.0016211 | 0.0013819
SC | hard coal | 25083336 | 17936697 | 13220615 | 12621008 | 11288368 | 8634529 | 1776902 | 1272382 | 1379174 | 0.25302 | 0.19018 | 0.14729 | 0.1427 | 0.12903 | 0.097877 | 0.021507 | 0.012546 | 0.011832
SC | geothermal | 0 | 0 | 0 | 0 | 0 | 0 | 0 | 0 | 0 | 0 | 0 | 0 | 0 | 0 | 0 | 0 | 0 | 0
SC | hydro | 2401826 | 2401822 | 2405828 | 2409825 | 2413829 | 2417834 | 2440457 | 2444394 | 2448251 | 0.024227 | 0.025466 | 0.026803 | 0.027248 | 0.027591 | 0.027408 | 0.029538 | 0.024102 | 0.021004
SC | natural gas steam turbine | 14176330 | 15497678 | 15513990 | 14915698 | 14022644 | 13010972 | 10152082 | 7702979 | 4491699 | 0.143 | 0.16432 | 0.17284 | 0.16865 | 0.16029 | 0.14749 | 0.12288 | 0.075953 | 0.038536
SC | nuclear | 53348313 | 53348313 | 53348313 | 53348313 | 53348313 | 53348313 | 53348313 | 53348313 | 53348313 | 0.53813 | 0.56564 | 0.59435 | 0.6032 | 0.6098 | 0.60473 | 0.64571 | 0.52603 | 0.45769
SC | offshore wind | 0 | 0 | 0 | 0 | 0 | 0 | 0 | 0 | 0 | 0 | 0 | 0 | 0 | 0 | 0 | 0 | 0 | 0
SC | petroleum | 963369 | 724401 | 710087 | 712589 | 710087 | 710087 | 284035 | 320739 | 0 | 0.0097175 | 0.0076807 | 0.007911 | 0.0080572 | 0.0081166 | 0.0080493 | 0.0034378 | 0.0031626 | 0
SC | onshore wind | 0 | 0 | 0 | 0 | 0 | 0 | 0 | 0 | 0 | 0 | 0 | 0 | 0 | 0 | 0 | 0 | 0 | 0
SC | pumped hydro | 0 | 0 | 0 | 0 | 0 | 0 | 0 | 0 | 0 | 0 | 0 | 0 | 0 | 0 | 0 | 0 | 0 | 0
SC | solar pv | 2622901 | 3969820 | 4171280 | 4219987 | 5487939 | 9881861 | 14453921 | 36164159 | 54730586 | 0.026457 | 0.042091 | 0.046472 | 0.047715 | 0.06273 | 0.11202 | 0.17494 | 0.35659 | 0.46955
SD |  | SD_2022 | SD_2023 | SD_2024 | SD_2025 | SD_2026 | SD_2027 | SD_2028 | SD_2029 | SD_2030 | SD_2022 | SD_2023 | SD_2024 | SD_2025 | SD_2026 | SD_2027 | SD_2028 | SD_2029 | SD_2030
|  | 2022 | 2023 | 2024 | 2025 | 2026 | 2027 | 2028 | 2029 | 2030 | 2022 | 2023 | 2024 | 2025 | 2026 | 2027 | 2028 | 2029 | 2030
SD | battery | 0 | 0 | 0 | 0 | 0 | 0 | 0 | 0 | 0 | 0 | 0 | 0 | 0 | 0 | 0 | 0 | 0 | 0
SD | biomass | 0 | 0 | 0 | 0 | 0 | 0 | 0 | 0 | 0 | 0 | 0 | 0 | 0 | 0 | 0 | 0 | 0 | 0
SD | hard coal | 3239940 | 2689334 | 1820001 | 682331 | 428473 | 445268 | 0 | 0 | 0 | 0.14511 | 0.12532 | 0.0838 | 0.031639 | 0.019718 | 0.01921 | 0 | 0 | 0
SD | geothermal | 0 | 0 | 0 | 0 | 0 | 0 | 0 | 0 | 0 | 0 | 0 | 0 | 0 | 0 | 0 | 0 | 0 | 0
SD | hydro | 5364343 | 5365961 | 5352534 | 5561363 | 5667828 | 5775627 | 5777039 | 5766032 | 5768310 | 0.24026 | 0.25005 | 0.24645 | 0.25788 | 0.26083 | 0.24918 | 0.19541 | 0.1347 | 0.12413
SD | natural gas steam turbine | 2933616 | 2664894 | 2165606 | 1769296 | 1278279 | 847908 | 766235 | 727351 | 472188 | 0.13139 | 0.12418 | 0.099714 | 0.082041 | 0.058826 | 0.036582 | 0.025919 | 0.016992 | 0.010161
SD | nuclear | 0 | 0 | 0 | 0 | 0 | 0 | 0 | 0 | 0 | 0 | 0 | 0 | 0 | 0 | 0 | 0 | 0 | 0
SD | offshore wind | 0 | 0 | 0 | 0 | 0 | 0 | 0 | 0 | 0 | 0 | 0 | 0 | 0 | 0 | 0 | 0 | 0 | 0
SD | petroleum | 34383 | 2288 | 2288 | 0 | 0 | 0 | 0 | 0 | 0 | 0.00154 | 0.00010662 | 0.00010535 | 0 | 0 | 0 | 0 | 0 | 0
SD | onshore wind | 10752742 | 10735103 | 12375815 | 13550979 | 14353186 | 16108078 | 23018376 | 36301813 | 40218421 | 0.4816 | 0.50024 | 0.56983 | 0.62835 | 0.66053 | 0.69496 | 0.77862 | 0.84807 | 0.86548
SD | pumped hydro | 0 | 0 | 0 | 0 | 0 | 0 | 0 | 0 | 0 | 0 | 0 | 0 | 0 | 0 | 0 | 0 | 0 | 0
SD | solar pv | 2157 | 2142 | 2022 | 2008 | 2098 | 1528 | 1517 | 9844 | 10318 | 9.6609e-05 | 9.9815e-05 | 9.3101e-05 | 9.311e-05 | 9.6549e-05 | 6.5923e-05 | 5.1314e-05 | 0.00022997 | 0.00022204
TN |  | TN_2022 | TN_2023 | TN_2024 | TN_2025 | TN_2026 | TN_2027 | TN_2028 | TN_2029 | TN_2030 | TN_2022 | TN_2023 | TN_2024 | TN_2025 | TN_2026 | TN_2027 | TN_2028 | TN_2029 | TN_2030
|  | 2022 | 2023 | 2024 | 2025 | 2026 | 2027 | 2028 | 2029 | 2030 | 2022 | 2023 | 2024 | 2025 | 2026 | 2027 | 2028 | 2029 | 2030
TN | battery | 0 | 0 | 0 | 0 | 0 | 0 | 0 | 0 | 0 | 0 | 0 | 0 | 0 | 0 | 0 | 0 | 0 | 0
TN | biomass | 56930 | 56930 | 56930 | 56930 | 56930 | 56930 | 56930 | 56930 | 55933 | 0.00062038 | 0.00065893 | 0.00067484 | 0.00066358 | 0.00067769 | 0.00066099 | 0.0006764 | 0.00066587 | 0.00062108
TN | hard coal | 25464145 | 19751508 | 17796058 | 17782213 | 9699331 | 6677979 | 403705 | 403705 | 0 | 0.27749 | 0.22861 | 0.21095 | 0.20727 | 0.11546 | 0.077535 | 0.0047965 | 0.0047218 | 0
TN | geothermal | 0 | 0 | 0 | 0 | 0 | 0 | 0 | 0 | 0 | 0 | 0 | 0 | 0 | 0 | 0 | 0 | 0 | 0
TN | hydro | 9575986 | 9575986 | 9581532 | 9952367 | 9957913 | 10235815 | 10255129 | 10274443 | 10293757 | 0.10435 | 0.11084 | 0.11358 | 0.11601 | 0.11854 | 0.11884 | 0.12184 | 0.12017 | 0.1143
TN | natural gas steam turbine | 19136313 | 19192293 | 19109339 | 19018428 | 22018696 | 21626958 | 21105883 | 21339429 | 21947968 | 0.20853 | 0.22214 | 0.22652 | 0.22168 | 0.26211 | 0.2511 | 0.25076 | 0.24959 | 0.24371
TN | nuclear | 36485297 | 36485297 | 36485297 | 36485297 | 36485297 | 36485297 | 36485297 | 36485297 | 36485297 | 0.39759 | 0.42229 | 0.43249 | 0.42528 | 0.43432 | 0.42361 | 0.43349 | 0.42674 | 0.40513
TN | offshore wind | 0 | 0 | 0 | 0 | 0 | 0 | 0 | 0 | 0 | 0 | 0 | 0 | 0 | 0 | 0 | 0 | 0 | 0
TN | petroleum | 0 | 6041 | 10571 | 10571 | 10571 | 0 | 0 | 0 | 0 | 0 | 6.992e-05 | 0.00012531 | 0.00012322 | 0.00012584 | 0 | 0 | 0 | 0
TN | onshore wind | 31481 | 59619 | 59619 | 21915 | 21915 | 21915 | 23801 | 40437 | 24373 | 0.00034305 | 0.00069005 | 0.00070671 | 0.00025544 | 0.00026087 | 0.00025444 | 0.00028278 | 0.00047296 | 0.00027064
TN | pumped hydro | 0 | 0 | 0 | 0 | 0 | 0 | 0 | 0 | 0 | 0 | 0 | 0 | 0 | 0 | 0 | 0 | 0 | 0
TN | solar pv | 1016769 | 1270591 | 1261674 | 2463942 | 5755585 | 11023812 | 15836044 | 16897319 | 21249864 | 0.01108 | 0.014706 | 0.014956 | 0.02872 | 0.068514 | 0.12799 | 0.18815 | 0.19764 | 0.23596
TX |  | TX_2022 | TX_2023 | TX_2024 | TX_2025 | TX_2026 | TX_2027 | TX_2028 | TX_2029 | TX_2030 | TX_2022 | TX_2023 | TX_2024 | TX_2025 | TX_2026 | TX_2027 | TX_2028 | TX_2029 | TX_2030
|  | 2022 | 2023 | 2024 | 2025 | 2026 | 2027 | 2028 | 2029 | 2030 | 2022 | 2023 | 2024 | 2025 | 2026 | 2027 | 2028 | 2029 | 2030
TX | battery | 0 | 0 | 0 | 0 | 0 | 0 | 0 | 0 | 0 | 0 | 0 | 0 | 0 | 0 | 0 | 0 | 0 | 0
TX | biomass | 740944 | 672034 | 606532 | 508521 | 509463 | 528044 | 292736 | 277147 | 254994 | 0.0016913 | 0.0014908 | 0.0013193 | 0.0010794 | 0.0010565 | 0.0010838 | 0.00056841 | 0.00052542 | 0.00047716
TX | hard coal | 79267733 | 61522849 | 47035272 | 40267822 | 25688017 | 15396308 | 40598650 | 42761876 | 42431606 | 0.18094 | 0.13648 | 0.10231 | 0.08547 | 0.05327 | 0.031601 | 0.078832 | 0.081069 | 0.0794
TX | geothermal | 0 | 0 | 0 | 0 | 0 | 0 | 0 | 0 | 0 | 0 | 0 | 0 | 0 | 0 | 0 | 0 | 0 | 0
TX | hydro | 935695 | 924950 | 923396 | 932110 | 933129 | 927764 | 927330 | 933133 | 931662 | 0.0021358 | 0.0020519 | 0.0020085 | 0.0019784 | 0.0019351 | 0.0019042 | 0.0018006 | 0.0017691 | 0.0017434
TX | natural gas steam turbine | 149223818 | 154089645 | 152429508 | 140400606 | 113705782 | 77829097 | 56119911 | 45115695 | 36285492 | 0.34062 | 0.34182 | 0.33155 | 0.29801 | 0.2358 | 0.15974 | 0.10897 | 0.085531 | 0.067899
TX | nuclear | 39070610 | 39070610 | 40137207 | 40086477 | 39304428 | 37745651 | 33647653 | 33393091 | 32517217 | 0.089182 | 0.086672 | 0.087302 | 0.085085 | 0.081507 | 0.077473 | 0.065335 | 0.063307 | 0.060848
TX | offshore wind | 0 | 0 | 0 | 0 | 0 | 0 | 0 | 0 | 0 | 0 | 0 | 0 | 0 | 0 | 0 | 0 | 0 | 0
TX | petroleum | 5842387 | 6816621 | 6554422 | 5798823 | 5350114 | 4989135 | 4572359 | 4909954 | 4846596 | 0.013336 | 0.015122 | 0.014257 | 0.012308 | 0.011095 | 0.01024 | 0.0088783 | 0.0093084 | 0.0090692
TX | onshore wind | 133509951 | 145713067 | 148548523 | 166053710 | 200995195 | 242874200 | 262306415 | 278173035 | 288256735 | 0.30475 | 0.32324 | 0.32311 | 0.35246 | 0.41681 | 0.4985 | 0.50933 | 0.52737 | 0.5394
TX | pumped hydro | 0 | 0 | 0 | 0 | 0 | 0 | 0 | 0 | 0 | 0 | 0 | 0 | 0 | 0 | 0 | 0 | 0 | 0
TX | solar pv | 29507487 | 41978320 | 63514226 | 77084911 | 95735957 | 106919074 | 116539947 | 121912536 | 128879388 | 0.067354 | 0.093122 | 0.13815 | 0.16362 | 0.19853 | 0.21945 | 0.22629 | 0.23112 | 0.24116
UT |  | UT_2022 | UT_2023 | UT_2024 | UT_2025 | UT_2026 | UT_2027 | UT_2028 | UT_2029 | UT_2030 | UT_2022 | UT_2023 | UT_2024 | UT_2025 | UT_2026 | UT_2027 | UT_2028 | UT_2029 | UT_2030
|  | 2022 | 2023 | 2024 | 2025 | 2026 | 2027 | 2028 | 2029 | 2030 | 2022 | 2023 | 2024 | 2025 | 2026 | 2027 | 2028 | 2029 | 2030
UT | battery | 0 | 0 | 0 | 0 | 0 | 0 | 0 | 0 | 0 | 0 | 0 | 0 | 0 | 0 | 0 | 0 | 0 | 0
UT | biomass | 56098 | 36640 | 38496 | 39438 | 39277 | 36669 | 28056 | 27518 | 27502 | 0.0011455 | 0.00082273 | 0.0011827 | 0.001238 | 0.0012378 | 0.001177 | 0.0012182 | 0.0010846 | 0.0012926
UT | hard coal | 32489024 | 32074676 | 19084812 | 18550283 | 17721384 | 17087586 | 10258044 | 10666779 | 8340523 | 0.66343 | 0.72022 | 0.58634 | 0.5823 | 0.5585 | 0.54849 | 0.44542 | 0.42043 | 0.39199
UT | geothermal | 290439 | 290439 | 290439 | 290439 | 290439 | 1023144 | 1023144 | 1023144 | 1023144 | 0.0059308 | 0.0065216 | 0.0089232 | 0.0091171 | 0.0091534 | 0.032841 | 0.044427 | 0.040327 | 0.048086
UT | hydro | 858575 | 854587 | 858985 | 859395 | 859805 | 860215 | 860171 | 860570 | 860642 | 0.017532 | 0.019189 | 0.026391 | 0.026977 | 0.027097 | 0.027612 | 0.03735 | 0.033919 | 0.040449
UT | natural gas steam turbine | 10328031 | 6027503 | 6448196 | 5317813 | 5609901 | 4962635 | 3503228 | 3415339 | 1021259 | 0.2109 | 0.13534 | 0.19811 | 0.16693 | 0.1768 | 0.15929 | 0.15212 | 0.13461 | 0.047998
UT | nuclear | 0 | 0 | 0 | 0 | 0 | 0 | 0 | 0 | 0 | 0 | 0 | 0 | 0 | 0 | 0 | 0 | 0 | 0
UT | offshore wind | 0 | 0 | 0 | 0 | 0 | 0 | 0 | 0 | 0 | 0 | 0 | 0 | 0 | 0 | 0 | 0 | 0 | 0
UT | petroleum | 32326 | 13946 | 16415 | 5597 | 0 | 16484 | 106579 | 111416 | 76527 | 0.0006601 | 0.00031315 | 0.00050432 | 0.00017569 | 0 | 0.00052911 | 0.0046278 | 0.0043914 | 0.0035967
UT | onshore wind | 602413 | 763731 | 762621 | 761525 | 707806 | 759319 | 758224 | 429834 | 634554 | 0.012301 | 0.017149 | 0.02343 | 0.023905 | 0.022307 | 0.024373 | 0.032923 | 0.016942 | 0.029823
UT | pumped hydro | 0 | 0 | 0 | 0 | 0 | 0 | 0 | 0 | 0 | 0 | 0 | 0 | 0 | 0 | 0 | 0 | 0 | 0
UT | solar pv | 4314357 | 4473067 | 5048826 | 6032160 | 6501550 | 6407975 | 6492528 | 8836698 | 9293128 | 0.0881 | 0.10044 | 0.15512 | 0.18935 | 0.2049 | 0.20569 | 0.28192 | 0.3483 | 0.43676
VT |  | VT_2022 | VT_2023 | VT_2024 | VT_2025 | VT_2026 | VT_2027 | VT_2028 | VT_2029 | VT_2030 | VT_2022 | VT_2023 | VT_2024 | VT_2025 | VT_2026 | VT_2027 | VT_2028 | VT_2029 | VT_2030
|  | 2022 | 2023 | 2024 | 2025 | 2026 | 2027 | 2028 | 2029 | 2030 | 2022 | 2023 | 2024 | 2025 | 2026 | 2027 | 2028 | 2029 | 2030
VT | battery | 0 | 0 | 0 | 0 | 0 | 0 | 0 | 0 | 0 | 0 | 0 | 0 | 0 | 0 | 0 | 0 | 0 | 0
VT | biomass | 0 | 41650 | 41650 | 41650 | 41650 | 41650 | 41650 | 41650 | 41650 | 0 | 0.010834 | 0.011553 | 0.010897 | 0.008498 | 0.0076772 | 0.0075427 | 0.0069692 | 0.0068717
VT | hard coal | 0 | 0 | 0 | 10252 | 20504 | 30755 | 0 | 0 | 0 | 0 | 0 | 0 | 0.0026822 | 0.0041835 | 0.005669 | 0 | 0 | 0
VT | geothermal | 0 | 0 | 0 | 0 | 0 | 0 | 0 | 0 | 0 | 0 | 0 | 0 | 0 | 0 | 0 | 0 | 0 | 0
VT | hydro | 1194068 | 1280762 | 1282646 | 1284657 | 1286541 | 1288553 | 1290339 | 1292351 | 1294332 | 0.88036 | 0.33316 | 0.35578 | 0.3361 | 0.2625 | 0.23751 | 0.23368 | 0.21625 | 0.21355
VT | natural gas steam turbine | 0 | 0 | 0 | 15058 | 30115 | 45173 | 60230 | 60230 | 60230 | 0 | 0 | 0 | 0.0039396 | 0.0061444 | 0.0083266 | 0.010908 | 0.010078 | 0.0099372
VT | nuclear | 0 | 0 | 0 | 0 | 0 | 0 | 0 | 0 | 0 | 0 | 0 | 0 | 0 | 0 | 0 | 0 | 0 | 0
VT | offshore wind | 0 | 0 | 0 | 0 | 0 | 0 | 0 | 0 | 0 | 0 | 0 | 0 | 0 | 0 | 0 | 0 | 0 | 0
VT | petroleum | 0 | 53176 | 0 | 0 | 0 | 0 | 0 | 0 | 0 | 0 | 0.013832 | 0 | 0 | 0 | 0 | 0 | 0 | 0
VT | onshore wind | 162272 | 2233850 | 2124865 | 2238558 | 3329030 | 3806550 | 3911520 | 4404905 | 4448969 | 0.11964 | 0.58108 | 0.5894 | 0.58567 | 0.67923 | 0.70165 | 0.70837 | 0.73707 | 0.73402
VT | pumped hydro | 0 | 0 | 0 | 0 | 0 | 0 | 0 | 0 | 0 | 0 | 0 | 0 | 0 | 0 | 0 | 0 | 0 | 0
VT | solar pv | 0 | 234890 | 155976 | 232039 | 193336 | 212463 | 218140 | 177124 | 215903 | 0 | 0.0611 | 0.043265 | 0.060708 | 0.039447 | 0.039163 | 0.039505 | 0.029638 | 0.035621
VA |  | VA_2022 | VA_2023 | VA_2024 | VA_2025 | VA_2026 | VA_2027 | VA_2028 | VA_2029 | VA_2030 | VA_2022 | VA_2023 | VA_2024 | VA_2025 | VA_2026 | VA_2027 | VA_2028 | VA_2029 | VA_2030
|  | 2022 | 2023 | 2024 | 2025 | 2026 | 2027 | 2028 | 2029 | 2030 | 2022 | 2023 | 2024 | 2025 | 2026 | 2027 | 2028 | 2029 | 2030
VA | battery | 0 | 0 | 0 | 0 | 0 | 0 | 0 | 0 | 0 | 0 | 0 | 0 | 0 | 0 | 0 | 0 | 0 | 0
VA | biomass | 2114845 | 1333785 | 967389 | 916263 | 864367 | 788088 | 669380 | 636448 | 622727 | 0.020308 | 0.012602 | 0.0091607 | 0.0085808 | 0.0082418 | 0.0077187 | 0.0071127 | 0.0069519 | 0.0073252
VA | hard coal | 10911852 | 6038269 | 0 | 41007 | 82014 | 123022 | 0 | 0 | 0 | 0.10478 | 0.057052 | 0 | 0.00038403 | 0.00078201 | 0.0012049 | 0 | 0 | 0
VA | geothermal | 0 | 0 | 0 | 0 | 0 | 0 | 0 | 0 | 0 | 0 | 0 | 0 | 0 | 0 | 0 | 0 | 0 | 0
VA | hydro | 1427465 | 1427465 | 1428075 | 1428685 | 1429296 | 1465668 | 1461643 | 1462253 | 1497800 | 0.013708 | 0.013487 | 0.013523 | 0.01338 | 0.013628 | 0.014355 | 0.015531 | 0.015972 | 0.017619
VA | natural gas steam turbine | 52290348 | 56561327 | 57056871 | 55465841 | 53844930 | 51183007 | 43161227 | 40905875 | 34446198 | 0.50213 | 0.53441 | 0.5403 | 0.51944 | 0.51342 | 0.5013 | 0.45862 | 0.44682 | 0.40519
VA | nuclear | 28856793 | 28856793 | 28856793 | 28856793 | 28856793 | 28856793 | 28856793 | 28856793 | 28856793 | 0.2771 | 0.27265 | 0.27326 | 0.27024 | 0.27515 | 0.28263 | 0.30663 | 0.3152 | 0.33944
VA | offshore wind | 24085 | 70163 | 5580003 | 8602239 | 8496823 | 8460375 | 8809295 | 8612880 | 8588425 | 0.00023128 | 0.00066293 | 0.05284 | 0.08056 | 0.081018 | 0.082863 | 0.093606 | 0.094079 | 0.10103
VA | petroleum | 0 | 146678 | 255720 | 90150 | 0 | 0 | 0 | 0 | 0 | 0 | 0.0013859 | 0.0024215 | 0.00084425 | 0 | 0 | 0 | 0 | 0
VA | onshore wind | 72535 | 255053 | 347001 | 346061 | 345121 | 344189 | 343275 | 342344 | 341430 | 0.00069653 | 0.0024098 | 0.0032859 | 0.0032409 | 0.0032908 | 0.0033711 | 0.0036476 | 0.0037394 | 0.0040163
VA | pumped hydro | 0 | 0 | 0 | 0 | 0 | 0 | 0 | 0 | 0 | 0 | 0 | 0 | 0 | 0 | 0 | 0 | 0 | 0
VA | solar pv | 8439250 | 11148803 | 11110721 | 11033606 | 10956619 | 10879853 | 10808762 | 10733215 | 10658383 | 0.08104 | 0.10534 | 0.10521 | 0.10333 | 0.10447 | 0.10656 | 0.11485 | 0.11724 | 0.12538
WA |  | WA_2022 | WA_2023 | WA_2024 | WA_2025 | WA_2026 | WA_2027 | WA_2028 | WA_2029 | WA_2030 | WA_2022 | WA_2023 | WA_2024 | WA_2025 | WA_2026 | WA_2027 | WA_2028 | WA_2029 | WA_2030
|  | 2022 | 2023 | 2024 | 2025 | 2026 | 2027 | 2028 | 2029 | 2030 | 2022 | 2023 | 2024 | 2025 | 2026 | 2027 | 2028 | 2029 | 2030
WA | battery | 0 | 0 | 0 | 0 | 0 | 0 | 0 | 0 | 0 | 0 | 0 | 0 | 0 | 0 | 0 | 0 | 0 | 0
WA | biomass | 316849 | 316849 | 316849 | 316849 | 316849 | 312068 | 307686 | 269475 | 249565 | 0.0026307 | 0.0027315 | 0.0027501 | 0.0027687 | 0.0027161 | 0.0025927 | 0.002474 | 0.002166 | 0.0019807
WA | hard coal | 4751724 | 4751724 | 3841663 | 41007 | 82014 | 123022 | 0 | 0 | 0 | 0.039451 | 0.040964 | 0.033344 | 0.00035833 | 0.00070303 | 0.0010221 | 0 | 0 | 0
WA | geothermal | 0 | 0 | 0 | 0 | 0 | 0 | 0 | 0 | 0 | 0 | 0 | 0 | 0 | 0 | 0 | 0 | 0 | 0
WA | hydro | 88488450 | 88488450 | 88541704 | 91037140 | 91090393 | 91492619 | 91545872 | 91589112 | 91223668 | 0.73468 | 0.76284 | 0.7685 | 0.79551 | 0.78084 | 0.76014 | 0.73609 | 0.73619 | 0.72402
WA | natural gas steam turbine | 8352169 | 3523020 | 3452616 | 3497997 | 2816663 | 1323241 | 687564 | 499088 | 240921 | 0.069344 | 0.030371 | 0.029967 | 0.030566 | 0.024145 | 0.010994 | 0.0055285 | 0.0040116 | 0.0019121
WA | nuclear | 9246796 | 9246796 | 9246796 | 9246796 | 9246796 | 11823338 | 11424089 | 9723476 | 9670908 | 0.076772 | 0.079715 | 0.080258 | 0.080801 | 0.079265 | 0.09823 | 0.091858 | 0.078157 | 0.076756
WA | offshore wind | 0 | 0 | 0 | 0 | 0 | 0 | 0 | 0 | 0 | 0 | 0 | 0 | 0 | 0 | 0 | 0 | 0 | 0
WA | petroleum | 0 | 0 | 0 | 0 | 0 | 0 | 0 | 0 | 0 | 0 | 0 | 0 | 0 | 0 | 0 | 0 | 0 | 0
WA | onshore wind | 8927570 | 9302409 | 9447631 | 9935427 | 12744849 | 14930157 | 20045795 | 21975320 | 24286039 | 0.074122 | 0.080194 | 0.082001 | 0.086818 | 0.10925 | 0.12404 | 0.16118 | 0.17664 | 0.19275
WA | pumped hydro | 0 | 0 | 0 | 0 | 0 | 0 | 0 | 0 | 0 | 0 | 0 | 0 | 0 | 0 | 0 | 0 | 0 | 0
WA | solar pv | 361347 | 369067 | 366467 | 363905 | 359747 | 358825 | 356322 | 353831 | 324799 | 0.0030001 | 0.0031817 | 0.0031808 | 0.0031799 | 0.0030838 | 0.0029812 | 0.0028651 | 0.0028441 | 0.0025779
WV |  | WV_2022 | WV_2023 | WV_2024 | WV_2025 | WV_2026 | WV_2027 | WV_2028 | WV_2029 | WV_2030 | WV_2022 | WV_2023 | WV_2024 | WV_2025 | WV_2026 | WV_2027 | WV_2028 | WV_2029 | WV_2030
|  | 2022 | 2023 | 2024 | 2025 | 2026 | 2027 | 2028 | 2029 | 2030 | 2022 | 2023 | 2024 | 2025 | 2026 | 2027 | 2028 | 2029 | 2030
WV | battery | 0 | 0 | 0 | 0 | 0 | 0 | 0 | 0 | 0 | 0 | 0 | 0 | 0 | 0 | 0 | 0 | 0 | 0
WV | biomass | 24819 | 24819 | 24819 | 24819 | 24819 | 24819 | 24819 | 24819 | 24819 | 0.00063195 | 0.00074666 | 0.00090154 | 0.00090362 | 0.0010075 | 0.0012591 | 0.0022772 | 0.0026571 | 0.0029708
WV | hard coal | 34861219 | 24099540 | 18255334 | 18243672 | 15404647 | 10702889 | 2294492 | 785736 | 0 | 0.88765 | 0.72502 | 0.66312 | 0.66422 | 0.62531 | 0.54297 | 0.21053 | 0.084121 | 0
WV | geothermal | 0 | 0 | 0 | 0 | 0 | 0 | 0 | 0 | 0 | 0 | 0 | 0 | 0 | 0 | 0 | 0 | 0 | 0
WV | hydro | 979596 | 979596 | 981041 | 982487 | 983932 | 1027570 | 1029016 | 1030461 | 1031907 | 0.024943 | 0.02947 | 0.035636 | 0.035771 | 0.03994 | 0.05213 | 0.094415 | 0.11032 | 0.12352
WV | natural gas steam turbine | 983944 | 4825998 | 4869651 | 4815752 | 4821188 | 4561426 | 4158774 | 4101173 | 3581184 | 0.025054 | 0.14519 | 0.17689 | 0.17533 | 0.1957 | 0.23141 | 0.38158 | 0.43907 | 0.42866
WV | nuclear | 0 | 0 | 0 | 0 | 0 | 0 | 0 | 0 | 0 | 0 | 0 | 0 | 0 | 0 | 0 | 0 | 0 | 0
WV | offshore wind | 0 | 0 | 0 | 0 | 0 | 0 | 0 | 0 | 0 | 0 | 0 | 0 | 0 | 0 | 0 | 0 | 0 | 0
WV | petroleum | 0 | 0 | 0 | 0 | 0 | 0 | 0 | 0 | 0 | 0 | 0 | 0 | 0 | 0 | 0 | 0 | 0 | 0
WV | onshore wind | 2411858 | 2990333 | 3081202 | 3084175 | 3087601 | 3084276 | 3083027 | 3080838 | 3209847 | 0.061412 | 0.089962 | 0.11192 | 0.11229 | 0.12533 | 0.15647 | 0.28288 | 0.32983 | 0.38421
WV | pumped hydro | 0 | 0 | 0 | 0 | 0 | 0 | 0 | 0 | 0 | 0 | 0 | 0 | 0 | 0 | 0 | 0 | 0 | 0
WV | solar pv | 12092 | 319717 | 317478 | 315241 | 313036 | 310861 | 308686 | 317570 | 506552 | 0.00030789 | 0.0096184 | 0.011532 | 0.011477 | 0.012707 | 0.01577 | 0.028323 | 0.033999 | 0.060634
WI |  | WI_2022 | WI_2023 | WI_2024 | WI_2025 | WI_2026 | WI_2027 | WI_2028 | WI_2029 | WI_2030 | WI_2022 | WI_2023 | WI_2024 | WI_2025 | WI_2026 | WI_2027 | WI_2028 | WI_2029 | WI_2030
|  | 2022 | 2023 | 2024 | 2025 | 2026 | 2027 | 2028 | 2029 | 2030 | 2022 | 2023 | 2024 | 2025 | 2026 | 2027 | 2028 | 2029 | 2030
WI | battery | 0 | 0 | 0 | 0 | 0 | 0 | 0 | 0 | 0 | 0 | 0 | 0 | 0 | 0 | 0 | 0 | 0 | 0
WI | biomass | 751250 | 365768 | 364986 | 362285 | 365484 | 332245 | 287110 | 278990 | 267494 | 0.011757 | 0.0058712 | 0.005707 | 0.0055068 | 0.0048888 | 0.0048429 | 0.0047765 | 0.0051102 | 0.0051683
WI | hard coal | 27223504 | 22593983 | 17864679 | 16338740 | 12390403 | 8110758 | 1367715 | 857073 | 973090 | 0.42606 | 0.36267 | 0.27934 | 0.24835 | 0.16574 | 0.11823 | 0.022754 | 0.015699 | 0.018801
WI | geothermal | 0 | 0 | 0 | 0 | 0 | 0 | 0 | 0 | 0 | 0 | 0 | 0 | 0 | 0 | 0 | 0 | 0 | 0
WI | hydro | 1776267 | 1776267 | 1778127 | 1779986 | 1781846 | 1795460 | 1795020 | 1799179 | 1794910 | 0.027799 | 0.028512 | 0.027803 | 0.027056 | 0.023834 | 0.026171 | 0.029863 | 0.032955 | 0.03468
WI | natural gas steam turbine | 20837593 | 23383659 | 24213595 | 23481089 | 21474628 | 19374515 | 13891979 | 10444932 | 7621923 | 0.32612 | 0.37535 | 0.37861 | 0.35692 | 0.28725 | 0.28241 | 0.23111 | 0.19132 | 0.14727
WI | nuclear | 9589466 | 9589466 | 9589466 | 9589466 | 9589466 | 9589466 | 9580925 | 8189249 | 8102711 | 0.15008 | 0.15393 | 0.14994 | 0.14576 | 0.12827 | 0.13978 | 0.15939 | 0.15 | 0.15655
WI | offshore wind | 0 | 0 | 0 | 0 | 0 | 0 | 0 | 0 | 0 | 0 | 0 | 0 | 0 | 0 | 0 | 0 | 0 | 0
WI | petroleum | 383294 | 456496 | 522693 | 472971 | 442156 | 447751 | 389473 | 289785 | 0 | 0.0059987 | 0.0073276 | 0.0081729 | 0.0071893 | 0.0059144 | 0.0065266 | 0.0064795 | 0.005308 | 0
WI | onshore wind | 2124399 | 2157988 | 3498420 | 3542548 | 5577047 | 6154364 | 9972713 | 10021326 | 10122900 | 0.033248 | 0.034639 | 0.054702 | 0.053848 | 0.0746 | 0.089709 | 0.16591 | 0.18356 | 0.19559
WI | pumped hydro | 0 | 0 | 0 | 0 | 0 | 0 | 0 | 0 | 0 | 0 | 0 | 0 | 0 | 0 | 0 | 0 | 0 | 0
WI | solar pv | 1210296 | 1974910 | 6122171 | 10221053 | 23138810 | 22799343 | 22823695 | 22713973 | 22873459 | 0.018942 | 0.031701 | 0.095728 | 0.15536 | 0.30951 | 0.33233 | 0.37971 | 0.41605 | 0.44194
WY |  | WY_2022 | WY_2023 | WY_2024 | WY_2025 | WY_2026 | WY_2027 | WY_2028 | WY_2029 | WY_2030 | WY_2022 | WY_2023 | WY_2024 | WY_2025 | WY_2026 | WY_2027 | WY_2028 | WY_2029 | WY_2030
|  | 2022 | 2023 | 2024 | 2025 | 2026 | 2027 | 2028 | 2029 | 2030 | 2022 | 2023 | 2024 | 2025 | 2026 | 2027 | 2028 | 2029 | 2030
WY | battery | 0 | 0 | 0 | 0 | 0 | 0 | 0 | 0 | 0 | 0 | 0 | 0 | 0 | 0 | 0 | 0 | 0 | 0
WY | biomass | 0 | 0 | 0 | 0 | 0 | 0 | 0 | 0 | 0 | 0 | 0 | 0 | 0 | 0 | 0 | 0 | 0 | 0
WY | hard coal | 41873608 | 34331725 | 34733137 | 31450566 | 26618723 | 24438646 | 15796495 | 14223072 | 12392481 | 0.78024 | 0.74497 | 0.72206 | 0.6327 | 0.53492 | 0.47167 | 0.21545 | 0.1867 | 0.14581
WY | geothermal | 0 | 0 | 0 | 0 | 0 | 0 | 0 | 0 | 0 | 0 | 0 | 0 | 0 | 0 | 0 | 0 | 0 | 0
WY | hydro | 1043728 | 1042598 | 1043925 | 1044122 | 1040165 | 1044516 | 1039909 | 1044910 | 1037875 | 0.019448 | 0.022623 | 0.021702 | 0.021005 | 0.020903 | 0.020159 | 0.014184 | 0.013716 | 0.012211
WY | natural gas steam turbine | 721429 | 696518 | 679136 | 555538 | 461591 | 272999 | 336532 | 279261 | 297335 | 0.013443 | 0.015114 | 0.014118 | 0.011176 | 0.009276 | 0.0052689 | 0.00459 | 0.0036657 | 0.0034984
WY | nuclear | 0 | 0 | 0 | 0 | 0 | 0 | 2211465 | 1969158 | 1969158 | 0 | 0 | 0 | 0 | 0 | 0 | 0.030163 | 0.025848 | 0.023169
WY | offshore wind | 0 | 0 | 0 | 0 | 0 | 0 | 0 | 0 | 0 | 0 | 0 | 0 | 0 | 0 | 0 | 0 | 0 | 0
WY | petroleum | 0 | 0 | 0 | 0 | 0 | 0 | 0 | 0 | 0 | 0 | 0 | 0 | 0 | 0 | 0 | 0 | 0 | 0
WY | onshore wind | 9820004 | 9806690 | 11440753 | 16454242 | 21438341 | 25855486 | 53746717 | 58478137 | 69156087 | 0.18298 | 0.2128 | 0.23784 | 0.33101 | 0.43082 | 0.49901 | 0.73306 | 0.7676 | 0.81368
WY | pumped hydro | 0 | 0 | 0 | 0 | 0 | 0 | 0 | 0 | 0 | 0 | 0 | 0 | 0 | 0 | 0 | 0 | 0 | 0
WY | solar pv | 208717 | 207257 | 205798 | 204359 | 202943 | 201504 | 186829 | 188623 | 139007 | 0.0038891 | 0.0044973 | 0.0042783 | 0.0041111 | 0.0040783 | 0.0038891 | 0.0025482 | 0.0024759 | 0.0016355

## State Generation Costs Calcs
https://www.eia.gov/electricity/data/state/avgprice_annual.xlsx
Average Price (Cents/kilowatthour) by State by Provider, 1990-2018
Year | State | Industry Sector Category | Residential | Commercial | Industrial | Transportation | Other | Total
2020 | AK | Total Electric Industry | 22.57 | 19.58 | 15.88 | 0 | NA | 19.82
2020 | AL | Total Electric Industry | 12.58 | 11.55 | 5.87 | 0 | NA | 9.84
2020 | AR | Total Electric Industry | 10.41 | 8.61 | 5.89 | 13.32 | NA | 8.32
2020 | AZ | Total Electric Industry | 12.27 | 10.11 | 6.07 | 9.38 | NA | 10.44
2020 | CA | Total Electric Industry | 20.45 | 17.53 | 14.27 | 10.07 | NA | 18
2020 | CO | Total Electric Industry | 12.36 | 10.29 | 7.48 | 8.64 | NA | 10.27
2020 | CT | Total Electric Industry | 22.71 | 16.58 | 13.07 | 13.34 | NA | 19.13
2020 | DC | Total Electric Industry | 12.63 | 11.85 | 7.99 | 9.6 | NA | 11.9
2020 | DE | Total Electric Industry | 12.56 | 9.18 | 6.7 | 0 | NA | 10.24
2020 | FL | Total Electric Industry | 11.27 | 8.85 | 7.15 | 7.69 | NA | 10.06
2020 | GA | Total Electric Industry | 12.02 | 10.08 | 5.77 | 5.39 | NA | 9.93
2020 | HI | Total Electric Industry | 30.28 | 28.41 | 24.45 | 0 | NA | 27.55
2020 | IA | Total Electric Industry | 12.46 | 9.96 | 6.43 | 0 | NA | 8.97
2020 | ID | Total Electric Industry | 9.95 | 7.75 | 6.23 | 0 | NA | 7.99
2020 | IL | Total Electric Industry | 13.04 | 9.15 | 6.7 | 6.56 | NA | 9.75
2020 | IN | Total Electric Industry | 12.83 | 11.21 | 6.98 | 10.21 | NA | 9.92
2020 | KS | Total Electric Industry | 12.85 | 10.4 | 7.3 | 0 | NA | 10.38
2020 | KY | Total Electric Industry | 10.87 | 10.34 | 5.31 | 0 | NA | 8.58
2020 | LA | Total Electric Industry | 9.67 | 8.85 | 4.88 | 8.77 | NA | 7.51
2020 | MA | Total Electric Industry | 21.97 | 16.03 | 14.51 | 6.24 | NA | 18.19
2020 | MD | Total Electric Industry | 13.01 | 9.72 | 7.81 | 7.79 | NA | 11.15
2020 | ME | Total Electric Industry | 16.81 | 12.56 | 8.86 | 0 | NA | 13.54
2020 | MI | Total Electric Industry | 16.26 | 11.71 | 7.24 | 11.39 | NA | 12.21
2020 | MN | Total Electric Industry | 13.17 | 10.43 | 7.67 | 9.4 | NA | 10.57
2020 | MO | Total Electric Industry | 11.22 | 8.93 | 6.84 | 7.84 | NA | 9.64
2020 | MS | Total Electric Industry | 11.17 | 10.38 | 5.63 | 0 | NA | 9.13
2020 | MT | Total Electric Industry | 11.24 | 10.51 | 5.18 | 0 | NA | 9.13
2020 | NC | Total Electric Industry | 11.38 | 8.69 | 6.31 | 7.67 | NA | 9.43
2020 | ND | Total Electric Industry | 10.44 | 9.02 | 7.26 | 0 | NA | 8.53
2020 | NE | Total Electric Industry | 10.8 | 8.89 | 7.38 | 0 | NA | 8.97
2020 | NH | Total Electric Industry | 19.04 | 15.41 | 13.11 | 0 | NA | 16.63
2020 | NJ | Total Electric Industry | 16.03 | 12.35 | 10.01 | 9.19 | NA | 13.63
2020 | NM | Total Electric Industry | 12.94 | 10.28 | 5.58 | 0 | NA | 9.33
2020 | NV | Total Electric Industry | 11.34 | 7.45 | 5.61 | 8.84 | NA | 8.33
2020 | NY | Total Electric Industry | 18.36 | 14.56 | 5.54 | 12.14 | NA | 14.87
2020 | OH | Total Electric Industry | 12.29 | 9.53 | 6.16 | 6.71 | NA | 9.44
2020 | OK | Total Electric Industry | 10.12 | 7.82 | 4.61 | 0 | NA | 7.63
2020 | OR | Total Electric Industry | 11.17 | 9 | 5.7 | 9.46 | NA | 8.82
2020 | PA | Total Electric Industry | 13.58 | 8.5 | 6.16 | 8.58 | NA | 9.7
2020 | RI | Total Electric Industry | 22.01 | 15.94 | 15.76 | 22.23 | NA | 18.54
2020 | SC | Total Electric Industry | 12.78 | 10.35 | 5.98 | 0 | NA | 9.9
2020 | SD | Total Electric Industry | 11.75 | 9.65 | 7.79 | 0 | NA | 10.06
2020 | TN | Total Electric Industry | 10.76 | 10.56 | 5.33 | 0 | NA | 9.52
2020 | TX | Total Electric Industry | 11.71 | 7.6 | 5.07 | 6.52 | NA | 8.36
2020 | UT | Total Electric Industry | 10.44 | 8.27 | 5.9 | 10.69 | NA | 8.27
2020 | VA | Total Electric Industry | 12.03 | 7.63 | 6.28 | 8.77 | NA | 9.16
2020 | VT | Total Electric Industry | 19.54 | 16.39 | 11.2 | 0 | NA | 16.33
2020 | WA | Total Electric Industry | 9.87 | 8.92 | 5.08 | 9.93 | NA | 8.33
2020 | WI | Total Electric Industry | 14.32 | 10.75 | 7.29 | 14.64 | NA | 10.82
2020 | WV | Total Electric Industry | 11.8 | 9.4 | 6.09 | 0 | NA | 8.75
2020 | WY | Total Electric Industry | 11.11 | 9.65 | 6.88 | 0 | NA | 8.27
Electricity (Case Reference case)
https://www.eia.gov/outlooks/aeo/data/browser/#/?id=8-AEO2020&region=0-0&cases=ref2020&start=2018&end=2050&f=A&linechart=ref2020-d112119a.6-8-AEO2020~ref2020-d112119a.74-8-AEO2020~ref2020-d112119a.75-8-AEO2020~ref2020-d112119a.76-8-AEO2020&ctype=linechart&sourcekey=0
11:28:04 GMT-0400 (Eastern Daylight Time)
Source: U.S. Energy Information Administration
Year | Generation | Transmission | Distribution | Generation percentage
2019 | 6.0668 | 1.345 | 2.9835 | 0.58361
2020 | 5.7527 | 1.3635 | 3.0798 | 0.56421
2021 | 5.7071 | 1.3855 | 3.0467 | 0.56287
2022 | 5.6244 | 1.3989 | 3.0905 | 0.55611
2023 | 5.5511 | 1.4161 | 3.147 | 0.54884
2024 | 5.5613 | 1.4329 | 3.1846 | 0.54636
2025 | 5.6079 | 1.449 | 3.2575 | 0.5437
2026 | 5.649 | 1.4649 | 3.3168 | 0.54157
2027 | 5.6629 | 1.4793 | 3.3435 | 0.54006
2028 | 5.5858 | 1.4898 | 3.3681 | 0.53485
2029 | 5.5009 | 1.4965 | 3.3833 | 0.52992
2030 | 5.4379 | 1.5035 | 3.4187 | 0.52489
2031 | 5.3514 | 1.5096 | 3.4554 | 0.51872
2032 | 5.2707 | 1.5137 | 3.4852 | 0.51323
2033 | 5.2708 | 1.5197 | 3.5128 | 0.51156
2034 | 5.2463 | 1.5284 | 3.5359 | 0.50883
2035 | 5.1652 | 1.5382 | 3.5482 | 0.50384
2036 | 5.1219 | 1.5454 | 3.5533 | 0.50113
2037 | 5.0797 | 1.5513 | 3.5555 | 0.49867
2038 | 5.0881 | 1.5573 | 3.558 | 0.49867
2039 | 5.0509 | 1.5629 | 3.5594 | 0.49649
2040 | 4.9859 | 1.5697 | 3.5634 | 0.49272
2041 | 4.9549 | 1.5781 | 3.5684 | 0.49051
2042 | 4.923 | 1.5794 | 3.5727 | 0.48863
2043 | 4.8889 | 1.5768 | 3.5776 | 0.48678
2044 | 4.8843 | 1.5738 | 3.5811 | 0.48652
2045 | 4.863 | 1.571 | 3.5841 | 0.48542
2046 | 4.8391 | 1.5672 | 3.5819 | 0.48448
2047 | 4.8547 | 1.5617 | 3.5739 | 0.48594
2048 | 4.8457 | 1.556 | 3.5623 | 0.48633
2049 | 4.8303 | 1.5493 | 3.5383 | 0.48703
2050 | 4.8353 | 1.5425 | 3.511 | 0.48897
National Electricity Price Projection (AEO 2020) | 30.4544 | 29.9318 | 29.7326 | 29.6576 | 29.6632 | 29.8494 | 30.2508 | 30.5937 | 30.7534 | 30.6316 | 30.4525 | 30.3946 | 30.2705 | 30.1318 | 30.2343 | 30.2574 | 30.0846 | 29.9931 | 29.8936 | 29.942 | 29.8528 | 29.6944 | 29.6424 | 29.567 | 29.4729 | 29.4608 | 29.3987 | 29.3134 | 29.3195 | 29.2425 | 29.11 | 29.0242
Fractional electricity price change from 2019 | 1 | 0.98284 | 0.9763 | 0.97383 | 0.97402 | 0.98013 | 0.99331 | 1.0046 | 1.0098 | 1.0058 | 0.99993 | 0.99803 | 0.99396 | 0.9894 | 0.99277 | 0.99353 | 0.98786 | 0.98485 | 0.98159 | 0.98317 | 0.98024 | 0.97504 | 0.97334 | 0.97086 | 0.96777 | 0.96737 | 0.96533 | 0.96253 | 0.96273 | 0.9602 | 0.95585 | 0.95303
Price of Generation by State ($/MWh) ($2019) | 2020 | 2021 | 2022 | 2023 | 2024 | 2025 | 2026 | 2027 | 2028 | 2029 | 2030 | 2031 | 2032 | 2033 | 2034 | 2035 | 2036 | 2037 | 2038 | 2039 | 2040 | 2041 | 2042 | 2043 | 2044 | 2045 | 2046 | 2047 | 2048 | 2049 | 2050
National Generation Fraction of Electricity Price | 0.56421 | 0.56287 | 0.55611 | 0.54884 | 0.54636 | 0.5437 | 0.54157 | 0.54006 | 0.53485 | 0.52992 | 0.52489 | 0.51872 | 0.51323 | 0.51156 | 0.50883 | 0.50384 | 0.50113 | 0.49867 | 0.49867 | 0.49649 | 0.49272 | 0.49051 | 0.48863 | 0.48678 | 0.48652 | 0.48542 | 0.48448 | 0.48594 | 0.48633 | 0.48703 | 0.48897
AK | 111.8267 | 109.646 | 107.6092 | 105.9342 | 105.4745 | 105.6195 | 106.6223 | 107.5302 | 107.048 | 105.6413 | 104.0265 | 102.609 | 101.1082 | 100.3172 | 100.1204 | 99.2156 | 98.1187 | 97.3388 | 97.0161 | 96.7487 | 95.7287 | 94.7936 | 94.2636 | 93.6686 | 93.3213 | 93.0719 | 92.6957 | 92.7053 | 92.7976 | 92.6879 | 92.6361
AL | 55.5184 | 54.4357 | 53.4245 | 52.593 | 52.3647 | 52.4367 | 52.9346 | 53.3853 | 53.1459 | 52.4475 | 51.6459 | 50.9421 | 50.197 | 49.8043 | 49.7066 | 49.2574 | 48.7128 | 48.3256 | 48.1654 | 48.0327 | 47.5263 | 47.062 | 46.7989 | 46.5035 | 46.331 | 46.2072 | 46.0205 | 46.0252 | 46.071 | 46.0166 | 45.9909
AR | 46.9424 | 46.027 | 45.172 | 44.4689 | 44.2759 | 44.3368 | 44.7577 | 45.1388 | 44.9364 | 44.3459 | 43.6681 | 43.073 | 42.443 | 42.1109 | 42.0283 | 41.6485 | 41.1881 | 40.8607 | 40.7252 | 40.613 | 40.1848 | 39.7923 | 39.5698 | 39.32 | 39.1742 | 39.0695 | 38.9116 | 38.9156 | 38.9544 | 38.9083 | 38.8866
AZ | 58.9037 | 57.755 | 56.6821 | 55.7999 | 55.5577 | 55.6341 | 56.1623 | 56.6405 | 56.3865 | 55.6455 | 54.795 | 54.0484 | 53.2578 | 52.8411 | 52.7375 | 52.2609 | 51.6831 | 51.2723 | 51.1023 | 50.9615 | 50.4242 | 49.9317 | 49.6525 | 49.3391 | 49.1561 | 49.0248 | 48.8266 | 48.8316 | 48.8802 | 48.8225 | 48.7952
CA | 101.558 | 99.5776 | 97.7278 | 96.2067 | 95.7892 | 95.9209 | 96.8315 | 97.6561 | 97.2181 | 95.9406 | 94.4742 | 93.1868 | 91.8238 | 91.1054 | 90.9267 | 90.105 | 89.1088 | 88.4005 | 88.1075 | 87.8646 | 86.9383 | 86.0891 | 85.6078 | 85.0673 | 84.7519 | 84.5254 | 84.1838 | 84.1925 | 84.2763 | 84.1767 | 84.1297
CO | 57.9445 | 56.8145 | 55.7591 | 54.8912 | 54.653 | 54.7282 | 55.2478 | 55.7182 | 55.4683 | 54.7394 | 53.9028 | 53.1683 | 52.3906 | 51.9807 | 51.8787 | 51.4099 | 50.8415 | 50.4374 | 50.2702 | 50.1317 | 49.6031 | 49.1186 | 48.844 | 48.5356 | 48.3557 | 48.2265 | 48.0315 | 48.0365 | 48.0843 | 48.0275 | 48.0007
CT | 107.9336 | 105.8288 | 103.863 | 102.2463 | 101.8026 | 101.9426 | 102.9104 | 103.7867 | 103.3213 | 101.9635 | 100.405 | 99.0369 | 97.5883 | 96.8248 | 96.6348 | 95.7616 | 94.7028 | 93.9501 | 93.6387 | 93.3806 | 92.3961 | 91.4935 | 90.982 | 90.4077 | 90.0724 | 89.8318 | 89.4687 | 89.4779 | 89.567 | 89.4611 | 89.4112
DC | 67.1411 | 65.8318 | 64.6089 | 63.6033 | 63.3273 | 63.4143 | 64.0164 | 64.5615 | 64.272 | 63.4274 | 62.4579 | 61.6068 | 60.7058 | 60.2308 | 60.1126 | 59.5694 | 58.9108 | 58.4426 | 58.2488 | 58.0883 | 57.4759 | 56.9144 | 56.5962 | 56.239 | 56.0304 | 55.8807 | 55.6549 | 55.6606 | 55.716 | 55.6501 | 55.6191
DE | 57.7752 | 56.6486 | 55.5963 | 54.7309 | 54.4934 | 54.5683 | 55.0864 | 55.5554 | 55.3063 | 54.5795 | 53.7453 | 53.0129 | 52.2376 | 51.8288 | 51.7272 | 51.2597 | 50.693 | 50.2901 | 50.1234 | 49.9852 | 49.4582 | 48.9751 | 48.7013 | 48.3939 | 48.2144 | 48.0856 | 47.8912 | 47.8962 | 47.9438 | 47.8872 | 47.8605
FL | 56.7597 | 55.6528 | 54.619 | 53.7688 | 53.5355 | 53.6091 | 54.1181 | 54.5789 | 54.3341 | 53.6201 | 52.8006 | 52.0811 | 51.3193 | 50.9178 | 50.8179 | 50.3587 | 49.8019 | 49.4061 | 49.2423 | 49.1066 | 48.5888 | 48.1142 | 47.8452 | 47.5432 | 47.3669 | 47.2403 | 47.0494 | 47.0542 | 47.1011 | 47.0454 | 47.0192
GA | 56.0262 | 54.9336 | 53.9132 | 53.074 | 52.8437 | 52.9163 | 53.4187 | 53.8736 | 53.632 | 52.9272 | 52.1182 | 51.4081 | 50.6561 | 50.2598 | 50.1612 | 49.7079 | 49.1583 | 48.7676 | 48.606 | 48.472 | 47.9609 | 47.4925 | 47.2269 | 46.9288 | 46.7548 | 46.6299 | 46.4414 | 46.4462 | 46.4924 | 46.4375 | 46.4116
HI | 155.4402 | 152.409 | 149.5779 | 147.2496 | 146.6106 | 146.8122 | 148.206 | 149.468 | 148.7977 | 146.8424 | 144.598 | 142.6276 | 140.5415 | 139.4419 | 139.1683 | 137.9107 | 136.3859 | 135.3019 | 134.8534 | 134.4817 | 133.0639 | 131.7641 | 131.0274 | 130.2003 | 129.7175 | 129.3709 | 128.848 | 128.8613 | 128.9895 | 128.837 | 128.7652
IA | 50.6097 | 49.6228 | 48.701 | 47.943 | 47.7349 | 47.8006 | 48.2544 | 48.6653 | 48.447 | 47.8104 | 47.0796 | 46.4381 | 45.7589 | 45.4009 | 45.3118 | 44.9023 | 44.4059 | 44.0529 | 43.9069 | 43.7859 | 43.3242 | 42.901 | 42.6612 | 42.3919 | 42.2347 | 42.1218 | 41.9516 | 41.9559 | 41.9977 | 41.948 | 41.9246
ID | 45.0805 | 44.2014 | 43.3803 | 42.7051 | 42.5197 | 42.5782 | 42.9824 | 43.3484 | 43.154 | 42.587 | 41.936 | 41.3646 | 40.7596 | 40.4407 | 40.3613 | 39.9966 | 39.5544 | 39.24 | 39.1099 | 39.0021 | 38.5909 | 38.214 | 38.0003 | 37.7604 | 37.6204 | 37.5199 | 37.3683 | 37.3721 | 37.4093 | 37.3651 | 37.3442
IL | 55.0106 | 53.9378 | 52.9359 | 52.1119 | 51.8858 | 51.9571 | 52.4504 | 52.897 | 52.6598 | 51.9678 | 51.1735 | 50.4762 | 49.7379 | 49.3488 | 49.2519 | 48.8069 | 48.2672 | 47.8836 | 47.7249 | 47.5933 | 47.0916 | 46.6316 | 46.3709 | 46.0781 | 45.9073 | 45.7846 | 45.5996 | 45.6043 | 45.6497 | 45.5957 | 45.5703
IN | 55.9698 | 54.8783 | 53.8589 | 53.0206 | 52.7905 | 52.8631 | 53.3649 | 53.8193 | 53.578 | 52.8739 | 52.0658 | 51.3563 | 50.6051 | 50.2092 | 50.1107 | 49.6579 | 49.1088 | 48.7185 | 48.557 | 48.4232 | 47.9126 | 47.4446 | 47.1794 | 46.8816 | 46.7077 | 46.5829 | 46.3946 | 46.3994 | 46.4456 | 46.3907 | 46.3648
KS | 58.5651 | 57.4231 | 56.3564 | 55.4792 | 55.2384 | 55.3144 | 55.8395 | 56.315 | 56.0624 | 55.3257 | 54.4801 | 53.7377 | 52.9517 | 52.5374 | 52.4344 | 51.9606 | 51.3861 | 50.9776 | 50.8087 | 50.6686 | 50.1344 | 49.6447 | 49.3671 | 49.0555 | 48.8736 | 48.743 | 48.546 | 48.551 | 48.5993 | 48.5419 | 48.5148
KY | 48.4093 | 47.4653 | 46.5836 | 45.8585 | 45.6595 | 45.7223 | 46.1564 | 46.5494 | 46.3406 | 45.7317 | 45.0327 | 44.4191 | 43.7694 | 43.4269 | 43.3417 | 42.9501 | 42.4752 | 42.1376 | 41.9979 | 41.8821 | 41.4406 | 41.0358 | 40.8064 | 40.5488 | 40.3984 | 40.2905 | 40.1276 | 40.1318 | 40.1717 | 40.1242 | 40.1018
LA | 42.3723 | 41.546 | 40.7742 | 40.1396 | 39.9654 | 40.0203 | 40.4003 | 40.7443 | 40.5616 | 40.0285 | 39.4167 | 38.8796 | 38.3109 | 38.0112 | 37.9366 | 37.5938 | 37.1782 | 36.8827 | 36.7604 | 36.6591 | 36.2726 | 35.9183 | 35.7175 | 35.492 | 35.3604 | 35.2659 | 35.1234 | 35.127 | 35.1619 | 35.1204 | 35.1008
MA | 102.63 | 100.6287 | 98.7594 | 97.2222 | 96.8003 | 96.9334 | 97.8536 | 98.6869 | 98.2443 | 96.9533 | 95.4714 | 94.1705 | 92.7931 | 92.0671 | 91.8864 | 91.0561 | 90.0494 | 89.3336 | 89.0375 | 88.7921 | 87.856 | 86.9978 | 86.5114 | 85.9653 | 85.6465 | 85.4176 | 85.0724 | 85.0812 | 85.1659 | 85.0652 | 85.0177
MD | 62.9096 | 61.6828 | 60.537 | 59.5947 | 59.3361 | 59.4176 | 59.9817 | 60.4925 | 60.2212 | 59.4299 | 58.5215 | 57.7241 | 56.8798 | 56.4347 | 56.324 | 55.8151 | 55.1979 | 54.7592 | 54.5777 | 54.4273 | 53.8534 | 53.3274 | 53.0292 | 52.6945 | 52.4991 | 52.3588 | 52.1472 | 52.1526 | 52.2045 | 52.1428 | 52.1137
ME | 76.3942 | 74.9045 | 73.513 | 72.3688 | 72.0547 | 72.1538 | 72.8388 | 73.4591 | 73.1296 | 72.1686 | 71.0656 | 70.0972 | 69.0719 | 68.5315 | 68.3971 | 67.779 | 67.0296 | 66.4968 | 66.2764 | 66.0937 | 65.3969 | 64.7581 | 64.3961 | 63.9895 | 63.7523 | 63.5819 | 63.3249 | 63.3315 | 63.3945 | 63.3196 | 63.2842
MI | 68.8902 | 67.5468 | 66.292 | 65.2602 | 64.977 | 65.0663 | 65.684 | 66.2434 | 65.9463 | 65.0797 | 64.085 | 63.2117 | 62.2872 | 61.7998 | 61.6786 | 61.1212 | 60.4454 | 59.965 | 59.7663 | 59.6015 | 58.9731 | 58.3971 | 58.0706 | 57.704 | 57.49 | 57.3364 | 57.1047 | 57.1106 | 57.1674 | 57.0998 | 57.068
MN | 59.6371 | 58.4742 | 57.3879 | 56.4947 | 56.2495 | 56.3269 | 56.8616 | 57.3458 | 57.0886 | 56.3384 | 55.4773 | 54.7214 | 53.921 | 53.4991 | 53.3942 | 52.9117 | 52.3266 | 51.9107 | 51.7387 | 51.5961 | 51.0521 | 50.5534 | 50.2708 | 49.9534 | 49.7682 | 49.6352 | 49.4346 | 49.4397 | 49.4889 | 49.4304 | 49.4028
MO | 54.39 | 53.3293 | 52.3387 | 51.524 | 51.3004 | 51.3709 | 51.8587 | 52.3002 | 52.0657 | 51.3815 | 50.5962 | 49.9067 | 49.1768 | 48.792 | 48.6963 | 48.2562 | 47.7227 | 47.3434 | 47.1865 | 47.0564 | 46.5603 | 46.1055 | 45.8477 | 45.5583 | 45.3894 | 45.2681 | 45.0851 | 45.0898 | 45.1346 | 45.0813 | 45.0561
MS | 51.5125 | 50.508 | 49.5697 | 48.7982 | 48.5864 | 48.6532 | 49.1151 | 49.5333 | 49.3112 | 48.6632 | 47.9194 | 47.2664 | 46.5751 | 46.2107 | 46.12 | 45.7033 | 45.1979 | 44.8387 | 44.6901 | 44.5669 | 44.097 | 43.6663 | 43.4222 | 43.148 | 42.9881 | 42.8732 | 42.6999 | 42.7043 | 42.7468 | 42.6963 | 42.6725
MT | 51.5125 | 50.508 | 49.5697 | 48.7982 | 48.5864 | 48.6532 | 49.1151 | 49.5333 | 49.3112 | 48.6632 | 47.9194 | 47.2664 | 46.5751 | 46.2107 | 46.12 | 45.7033 | 45.1979 | 44.8387 | 44.6901 | 44.5669 | 44.097 | 43.6663 | 43.4222 | 43.148 | 42.9881 | 42.8732 | 42.6999 | 42.7043 | 42.7468 | 42.6963 | 42.6725
NC | 53.2051 | 52.1676 | 51.1985 | 50.4016 | 50.1829 | 50.2519 | 50.729 | 51.1609 | 50.9315 | 50.2622 | 49.494 | 48.8195 | 48.1055 | 47.7291 | 47.6355 | 47.205 | 46.6831 | 46.312 | 46.1585 | 46.0313 | 45.546 | 45.1011 | 44.849 | 44.5658 | 44.4006 | 44.2819 | 44.103 | 44.1075 | 44.1514 | 44.0992 | 44.0746
ND | 48.1272 | 47.1887 | 46.3121 | 45.5913 | 45.3934 | 45.4558 | 45.8874 | 46.2781 | 46.0706 | 45.4652 | 44.7703 | 44.1602 | 43.5143 | 43.1738 | 43.0891 | 42.6998 | 42.2277 | 41.892 | 41.7532 | 41.6381 | 41.1991 | 40.7967 | 40.5686 | 40.3125 | 40.163 | 40.0557 | 39.8938 | 39.8979 | 39.9376 | 39.8904 | 39.8681
NE | 50.6097 | 49.6228 | 48.701 | 47.943 | 47.7349 | 47.8006 | 48.2544 | 48.6653 | 48.447 | 47.8104 | 47.0796 | 46.4381 | 45.7589 | 45.4009 | 45.3118 | 44.9023 | 44.4059 | 44.0529 | 43.9069 | 43.7859 | 43.3242 | 42.901 | 42.6612 | 42.3919 | 42.2347 | 42.1218 | 41.9516 | 41.9559 | 41.9977 | 41.948 | 41.9246
NH | 93.8283 | 91.9986 | 90.2896 | 88.8843 | 88.4985 | 88.6202 | 89.4616 | 90.2233 | 89.8187 | 88.6384 | 87.2836 | 86.0943 | 84.835 | 84.1713 | 84.0061 | 83.247 | 82.3266 | 81.6723 | 81.4015 | 81.1772 | 80.3213 | 79.5367 | 79.0921 | 78.5928 | 78.3014 | 78.0921 | 77.7765 | 77.7845 | 77.8619 | 77.7699 | 77.7265
NJ | 76.902 | 75.4023 | 74.0017 | 72.8498 | 72.5337 | 72.6334 | 73.323 | 73.9473 | 73.6157 | 72.6484 | 71.5379 | 70.5631 | 69.531 | 68.987 | 68.8517 | 68.2295 | 67.4751 | 66.9388 | 66.717 | 66.5331 | 65.8316 | 65.1886 | 64.8241 | 64.4149 | 64.176 | 64.0045 | 63.7459 | 63.7524 | 63.8159 | 63.7404 | 63.7049
NM | 52.6409 | 51.6144 | 50.6556 | 49.8671 | 49.6507 | 49.719 | 50.191 | 50.6184 | 50.3914 | 49.7292 | 48.9691 | 48.3018 | 47.5953 | 47.223 | 47.1303 | 46.7044 | 46.188 | 45.8209 | 45.6691 | 45.5432 | 45.063 | 44.6228 | 44.3734 | 44.0932 | 43.9297 | 43.8124 | 43.6353 | 43.6398 | 43.6832 | 43.6316 | 43.6072
NV | 46.9988 | 46.0823 | 45.2263 | 44.5223 | 44.3291 | 44.39 | 44.8115 | 45.1931 | 44.9904 | 44.3992 | 43.7205 | 43.1248 | 42.494 | 42.1616 | 42.0788 | 41.6986 | 41.2376 | 40.9098 | 40.7742 | 40.6618 | 40.2331 | 39.8401 | 39.6174 | 39.3673 | 39.2213 | 39.1165 | 38.9584 | 38.9624 | 39.0012 | 38.9551 | 38.9334
NY | 83.8982 | 82.2621 | 80.734 | 79.4774 | 79.1325 | 79.2413 | 79.9936 | 80.6748 | 80.313 | 79.2576 | 78.0462 | 76.9827 | 75.8567 | 75.2632 | 75.1155 | 74.4368 | 73.6137 | 73.0286 | 72.7866 | 72.586 | 71.8207 | 71.1191 | 70.7215 | 70.2751 | 70.0145 | 69.8274 | 69.5452 | 69.5524 | 69.6216 | 69.5393 | 69.5005
OH | 53.2615 | 52.2229 | 51.2528 | 50.455 | 50.2361 | 50.3052 | 50.7827 | 51.2152 | 50.9855 | 50.3155 | 49.5464 | 48.8713 | 48.1565 | 47.7797 | 47.686 | 47.2551 | 46.7326 | 46.3612 | 46.2075 | 46.0801 | 45.5943 | 45.1489 | 44.8965 | 44.6131 | 44.4477 | 44.3289 | 44.1497 | 44.1543 | 44.1982 | 44.146 | 44.1214
OK | 43.0493 | 42.2098 | 41.4257 | 40.7809 | 40.604 | 40.6598 | 41.0458 | 41.3953 | 41.2097 | 40.6682 | 40.0465 | 39.5009 | 38.9231 | 38.6186 | 38.5428 | 38.1945 | 37.7722 | 37.472 | 37.3478 | 37.2448 | 36.8522 | 36.4922 | 36.2882 | 36.0591 | 35.9254 | 35.8294 | 35.6846 | 35.6883 | 35.7238 | 35.6815 | 35.6616
OR | 49.7634 | 48.793 | 47.8866 | 47.1413 | 46.9367 | 47.0012 | 47.4474 | 47.8515 | 47.6369 | 47.0109 | 46.2923 | 45.6615 | 44.9937 | 44.6416 | 44.5541 | 44.1515 | 43.6633 | 43.3163 | 43.1727 | 43.0537 | 42.5998 | 42.1836 | 41.9478 | 41.683 | 41.5284 | 41.4175 | 41.2501 | 41.2543 | 41.2954 | 41.2466 | 41.2236
PA | 54.7285 | 53.6612 | 52.6644 | 51.8447 | 51.6197 | 51.6907 | 52.1814 | 52.6258 | 52.3898 | 51.7013 | 50.9111 | 50.2173 | 49.4828 | 49.0957 | 48.9994 | 48.5566 | 48.0197 | 47.6381 | 47.4801 | 47.3493 | 46.8501 | 46.3924 | 46.1331 | 45.8418 | 45.6719 | 45.5498 | 45.3657 | 45.3704 | 45.4156 | 45.3619 | 45.3366
RI | 104.6048 | 102.5649 | 100.6597 | 99.0929 | 98.6628 | 98.7985 | 99.7365 | 100.5857 | 100.1347 | 98.8188 | 97.3084 | 95.9824 | 94.5785 | 93.8386 | 93.6545 | 92.8082 | 91.782 | 91.0525 | 90.7507 | 90.5006 | 89.5464 | 88.6717 | 88.176 | 87.6194 | 87.2945 | 87.0612 | 86.7093 | 86.7183 | 86.8046 | 86.702 | 86.6536
SC | 55.8569 | 54.7677 | 53.7503 | 52.9137 | 52.684 | 52.7565 | 53.2573 | 53.7108 | 53.47 | 52.7673 | 51.9608 | 51.2528 | 50.5031 | 50.108 | 50.0097 | 49.5578 | 49.0098 | 48.6203 | 48.4591 | 48.3256 | 47.816 | 47.349 | 47.0843 | 46.787 | 46.6136 | 46.489 | 46.3011 | 46.3059 | 46.352 | 46.2972 | 46.2713
SD | 56.7597 | 55.6528 | 54.619 | 53.7688 | 53.5355 | 53.6091 | 54.1181 | 54.5789 | 54.3341 | 53.6201 | 52.8006 | 52.0811 | 51.3193 | 50.9178 | 50.8179 | 50.3587 | 49.8019 | 49.4061 | 49.2423 | 49.1066 | 48.5888 | 48.1142 | 47.8452 | 47.5432 | 47.3669 | 47.2403 | 47.0494 | 47.0542 | 47.1011 | 47.0454 | 47.0192
TN | 53.7129 | 52.6655 | 51.6872 | 50.8826 | 50.6618 | 50.7315 | 51.2131 | 51.6492 | 51.4176 | 50.7419 | 49.9663 | 49.2855 | 48.5646 | 48.1846 | 48.0901 | 47.6555 | 47.1286 | 46.754 | 46.5991 | 46.4706 | 45.9807 | 45.5315 | 45.277 | 44.9912 | 44.8243 | 44.7046 | 44.5239 | 44.5285 | 44.5728 | 44.5201 | 44.4953
TX | 47.1681 | 46.2482 | 45.3891 | 44.6826 | 44.4887 | 44.5499 | 44.9729 | 45.3558 | 45.1524 | 44.5591 | 43.878 | 43.2801 | 42.6471 | 42.3134 | 42.2304 | 41.8488 | 41.3861 | 41.0571 | 40.921 | 40.8082 | 40.378 | 39.9836 | 39.76 | 39.5091 | 39.3626 | 39.2574 | 39.0987 | 39.1027 | 39.1417 | 39.0954 | 39.0736
UT | 46.6603 | 45.7504 | 44.9005 | 44.2016 | 44.0098 | 44.0703 | 44.4887 | 44.8675 | 44.6663 | 44.0794 | 43.4056 | 42.8142 | 42.1879 | 41.8579 | 41.7757 | 41.3983 | 40.9405 | 40.6151 | 40.4805 | 40.3689 | 39.9433 | 39.5531 | 39.332 | 39.0837 | 38.9388 | 38.8347 | 38.6778 | 38.6818 | 38.7203 | 38.6745 | 38.6529
VA | 51.6818 | 50.6739 | 49.7326 | 48.9585 | 48.746 | 48.8131 | 49.2765 | 49.6961 | 49.4732 | 48.8231 | 48.0769 | 47.4217 | 46.7281 | 46.3625 | 46.2716 | 45.8534 | 45.3465 | 44.986 | 44.8369 | 44.7133 | 44.2419 | 43.8098 | 43.5648 | 43.2898 | 43.1293 | 43.0141 | 42.8402 | 42.8446 | 42.8873 | 42.8366 | 42.8127
VT | 92.1357 | 90.339 | 88.6608 | 87.2808 | 86.9021 | 87.0215 | 87.8477 | 88.5957 | 88.1984 | 87.0394 | 85.7091 | 84.5412 | 83.3046 | 82.6528 | 82.4907 | 81.7453 | 80.8415 | 80.1989 | 79.9331 | 79.7128 | 78.8723 | 78.1019 | 77.6653 | 77.175 | 76.8888 | 76.6834 | 76.3734 | 76.3813 | 76.4573 | 76.3669 | 76.3243
WA | 46.9988 | 46.0823 | 45.2263 | 44.5223 | 44.3291 | 44.39 | 44.8115 | 45.1931 | 44.9904 | 44.3992 | 43.7205 | 43.1248 | 42.494 | 42.1616 | 42.0788 | 41.6986 | 41.2376 | 40.9098 | 40.7742 | 40.6618 | 40.2331 | 39.8401 | 39.6174 | 39.3673 | 39.2213 | 39.1165 | 38.9584 | 38.9624 | 39.0012 | 38.9551 | 38.9334
WI | 61.0477 | 59.8572 | 58.7453 | 57.8309 | 57.5799 | 57.6591 | 58.2065 | 58.7021 | 58.4389 | 57.671 | 56.7895 | 56.0156 | 55.1963 | 54.7645 | 54.657 | 54.1631 | 53.5643 | 53.1385 | 52.9624 | 52.8164 | 52.2596 | 51.7491 | 51.4598 | 51.1349 | 50.9453 | 50.8092 | 50.6038 | 50.609 | 50.6594 | 50.5995 | 50.5713
WV | 49.3685 | 48.4058 | 47.5066 | 46.7671 | 46.5642 | 46.6282 | 47.0709 | 47.4717 | 47.2588 | 46.6378 | 45.9249 | 45.2991 | 44.6366 | 44.2873 | 44.2005 | 43.8011 | 43.3168 | 42.9725 | 42.83 | 42.712 | 42.2617 | 41.8489 | 41.6149 | 41.3522 | 41.1988 | 41.0888 | 40.9227 | 40.9269 | 40.9676 | 40.9192 | 40.8964
WY | 46.6603 | 45.7504 | 44.9005 | 44.2016 | 44.0098 | 44.0703 | 44.4887 | 44.8675 | 44.6663 | 44.0794 | 43.4056 | 42.8142 | 42.1879 | 41.8579 | 41.7757 | 41.3983 | 40.9405 | 40.6151 | 40.4805 | 40.3689 | 39.9433 | 39.5531 | 39.332 | 39.0837 | 38.9388 | 38.8347 | 38.6778 | 38.6818 | 38.7203 | 38.6745 | 38.6529

## EIA SEDS data (hidden)
EIA SEDs: Collected data from each individual state worksheet
Data represents imports and exports in MWh
Keep steady exports for BAU following 2018
| State | 1990 | 1991 | 1992 | 1993 | 1994 | 1995 | 1996 | 1997 | 1998 | 1999 | 2000 | 2001 | 2002 | 2003 | 2004 | 2005 | 2006 | 2007 | 2008 | 2009 | 2010 | 2011 | 2012 | 2013 | 2014 | 2015 | 2016 | 2017 | 2018 | 2019 | 2020 | 2021 | 2022 | 2023 | 2024 | 2025 | 2026 | 2027 | 2028 | 2029 | 2030 | 2031 | 2032 | 2033 | 2034 | 2035 | 2036 | 2037 | 2038 | 2039 | 2040 | 2041 | 2042 | 2043 | 2044 | 2045 | 2046 | 2047 | 2048 | 2049 | 2050
imports | TN | 10237478 | 11608639 | 10685184 | 16061533 | 14233260 | 6606931 | 6345047 | 603976 | 4754751 | 11449997 | 11485449 | 10169084 | 13230033 | 16287824 | 14293762 | 18691136 | 21732160 | 22679210 | 23974629 | 24357317 | 30907671 | 28944831 | 27990123 | 26474134 | 29691017 | 33433980 | 30193132 | 26494018 | 29716962 | 29716962 | 29716962 | 29716962 | 29716962 | 29716962 | 29716962 | 29716962 | 29716962 | 29716962 | 29716962 | 29716962 | 29716962 | 29716962 | 29716962 | 29716962 | 29716962 | 29716962 | 29716962 | 29716962 | 29716962 | 29716962 | 29716962 | 29716962 | 29716962 | 29716962 | 29716962 | 29716962 | 29716962 | 29716962 | 29716962 | 29716962 | 29716962
exports | TN | 0 | 0 | 0 | 0 | 0 | 0 | 0 | 0 | 0 | 0 | 0 | 0 | 0 | 0 | 0 | 0 | 0 | 0 | 0 | 0 | 0 | 0 | 0 | 0 | 0 | 0 | 0 | 0 | 0 | 0 | 0 | 0 | 0 | 0 | 0 | 0 | 0 | 0 | 0 | 0 | 0 | 0 | 0 | 0 | 0 | 0 | 0 | 0 | 0 | 0 | 0 | 0 | 0 | 0 | 0 | 0 | 0 | 0 | 0 | 0 | 0
International |  | 1990 | 1991 | 1992 | 1993 | 1994 | 1995 | 1996 | 1997 | 1998 | 1999 | 2000 | 2001 | 2002 | 2003 | 2004 | 2005 | 2006 | 2007 | 2008 | 2009 | 2010 | 2011 | 2012 | 2013 | 2014 | 2015 | 2016 | 2017 | 2018 | 2019 | 2020 | 2021 | 2022 | 2023 | 2024 | 2025 | 2026 | 2027 | 2028 | 2029 | 2030 | 2031 | 2032 | 2033 | 2034 | 2035 | 2036 | 2037 | 2038 | 2039 | 2040 | 2041 | 2042 | 2043 | 2044 | 2045 | 2046 | 2047 | 2048 | 2049 | 2050
imports | TN | 0 | 0 | 0 | 0 | 0 | 0 | 0 | 0 | 0 | 0 | 0 | 0 | 0 | 1 | 2 | 0 | 0 | 0 | 0 | 0 | 0 | 0 | 0 | 0 | 0 | 0 | 0 | 21771 | 0 | 0 | 0 | 0 | 0 | 0 | 0 | 0 | 0 | 0 | 0 | 0 | 0 | 0 | 0 | 0 | 0 | 0 | 0 | 0 | 0 | 0 | 0 | 0 | 0 | 0 | 0 | 0 | 0 | 0 | 0 | 0 | 0
exports | TN | 0 | 0 | 0 | 0 | 0 | 0 | 0 | 0 | 0 | 0 | 0 | 0 | 0 | 0 | 0 | 0 | 0 | 0 | 0 | 0 | 0 | 0 | 0 | 0 | 0 | 0 | 0 | 1 | 0 | 0.11111 | 0.11111 | 0.11111 | 0.11111 | 0.11111 | 0.11111 | 0.11111 | 0.11111 | 0.11111 | 0.11111 | 0.11111 | 0.11111 | 0.11111 | 0.11111 | 0.11111 | 0.11111 | 0.11111 | 0.11111 | 0.11111 | 0.11111 | 0.11111 | 0.11111 | 0.11111 | 0.11111 | 0.11111 | 0.11111 | 0.11111 | 0.11111 | 0.11111 | 0.11111 | 0.11111 | 0.11111
Net International |  | 1990 | 1991 | 1992 | 1993 | 1994 | 1995 | 1996 | 1997 | 1998 | 1999 | 2000 | 2001 | 2002 | 2003 | 2004 | 2005 | 2006 | 2007 | 2008 | 2009 | 2010 | 2011 | 2012 | 2013 | 2014 | 2015 | 2016 | 2017 | 2018 | 2019 | 2020 | 2021 | 2022 | 2023 | 2024 | 2025 | 2026 | 2027 | 2028 | 2029 | 2030 | 2031 | 2032 | 2033 | 2034 | 2035 | 2036 | 2037 | 2038 | 2039 | 2040 | 2041 | 2042 | 2043 | 2044 | 2045 | 2046 | 2047 | 2048 | 2049 | 2050
imports | TN | 0 | 0 | 0 | 0 | 0 | 0 | 0 | 0 | 0 | 0 | 0 | 0 | 0 | 1 | 2 | 0 | 0 | 0 | 0 | 0 | 0 | 0 | 0 | 0 | 0 | 0 | 0 | 21770 | 0 | 0 | 0 | 0 | 0 | 0 | 0 | 0 | 0 | 0 | 0 | 0 | 0 | 0 | 0 | 0 | 0 | 0 | 0 | 0 | 0 | 0 | 0 | 0 | 0 | 0 | 0 | 0 | 0 | 0 | 0 | 0 | 0
exports | TN | 0 | 0 | 0 | 0 | 0 | 0 | 0 | 0 | 0 | 0 | 0 | 0 | 0 | 0 | 0 | 0 | 0 | 0 | 0 | 0 | 0 | 0 | 0 | 0 | 0 | 0 | 0 | 0 | 0 | 0.11111 | 0.11111 | 0.11111 | 0.11111 | 0.11111 | 0.11111 | 0.11111 | 0.11111 | 0.11111 | 0.11111 | 0.11111 | 0.11111 | 0.11111 | 0.11111 | 0.11111 | 0.11111 | 0.11111 | 0.11111 | 0.11111 | 0.11111 | 0.11111 | 0.11111 | 0.11111 | 0.11111 | 0.11111 | 0.11111 | 0.11111 | 0.11111 | 0.11111 | 0.11111 | 0.11111 | 0.11111
| State | 1990 | 1991 | 1992 | 1993 | 1994 | 1995 | 1996 | 1997 | 1998 | 1999 | 2000 | 2001 | 2002 | 2003 | 2004 | 2005 | 2006 | 2007 | 2008 | 2009 | 2010 | 2011 | 2012 | 2013 | 2014 | 2015 | 2016 | 2017 | 2018
imports | AL | 0 | 0 | 0 | 0 | 0 | 0 | 0 | 0 | 0 | 0 | 0 | 0 | 0 | 0 | 0 | 0 | 0 | 0 | 0 | 0 | 0 | 0 | 0 | 0 | 0 | 0 | 0 | 0 | 0
exports | AL | 12515999 | 20206571 | 25273664 | 26034116 | 24963948 | 26383323 | 39351180 | 35978305 | 31423683 | 30252413 | 30759648 | 37513134 | 40454195 | 44129506 | 39822338 | 38526487 | 39995621 | 40102203 | 44550279 | 49562730 | 49869705 | 56123696 | 55268345 | 52068099 | 47963269 | 53289662 | 44041572 | 43529093 | 44588032
imports | AK | 0 | 0 | 0 | 0 | 0 | 0 | 0 | 0 | 0 | 0 | 0 | 0 | 0 | 0 | 0 | 0 | 0 | 0 | 0 | 0 | 0 | 0 | 0 | 0 | 0 | 0 | 0 | 0 | 0
exports | AK | 0 | 0 | 0 | 0 | 0 | 0 | 0 | 0 | 0 | 0 | 0 | 0 | 0 | 0 | 0 | 0 | 0 | 0 | 0 | 0 | 0 | 0 | 0 | 0 | 0 | 0 | 0 | 0 | 0
imports | AZ | 0 | 0 | 0 | 0 | 0 | 0 | 0 | 0 | 0 | 0 | 0 | 0 | 0 | 0 | 0 | 0 | 0 | 0 | 0 | 0 | 0 | 0 | 0 | 0 | 0 | 0 | 0 | 0 | 0
exports | AZ | 16314712 | 20437111 | 21429218 | 18433896 | 18902659 | 15424142 | 13147230 | 17906853 | 19724756 | 19060974 | 20460223 | 21038692 | 24465961 | 23034492 | 29498352 | 24060096 | 22704459 | 29540165 | 36618328 | 32626672 | 33439022 | 28103262 | 30169213 | 32236561 | 30846715 | 30552432 | 25524705 | 23323738 | 28942963
imports | AR | 0 | 0 | 0 | 0 | 0 | 0 | 0 | 0 | 0 | 0 | 2777102 | 0 | 0 | 0 | 0 | 3660114 | 0 | 0 | 0 | 0 | 0 | 0 | 0 | 0 | 0 | 0 | 0 | 0 | 0
exports | AR | 8441119 | 8795107 | 7727644 | 4822988 | 5445927 | 2943104 | 5440411 | 3882185 | 1749928 | 1815335 | 0 | 1004453 | 154852 | 2402445 | 2896081 | 0 | 276970 | 1818168 | 3387482 | 9230836 | 7467050 | 8156201 | 12827308 | 8402516 | 9525175 | 4954516 | 10024512 | 10480612 | 14164725
imports | CA | 66087034 | 71767013 | 60974474 | 48214715 | 51419244 | 56119146 | 68517774 | 81298045 | 75113861 | 75539862 | 62164770 | 72558322 | 76698186 | 73900695 | 86931066 | 77562381 | 73427499 | 77964366 | 89521954 | 81178433 | 79646642 | 83293067 | 80660537 | 80363665 | 79719494 | 79365599 | 79120785 | 65379515 | 86659837
exports | CA | 0 | 0 | 0 | 0 | 0 | 0 | 0 | 0 | 0 | 0 | 0 | 0 | 0 | 0 | 0 | 0 | 0 | 0 | 0 | 0 | 0 | 0 | 0 | 0 | 0 | 0 | 0 | 0 | 0
imports | CO | 1950402 | 2911151 | 2514313 | 2892441 | 3044441 | 4136272 | 4505771 | 4982139 | 5320256 | 6092539 | 4053818 | 2044335 | 5681503 | 5148171 | 4548577 | 4268874 | 4637397 | 1726737 | 2805490 | 4222317 | 5976958 | 5716900 | 5006750 | 4271592 | 3110756 | 5322535 | 3896013 | 4410156 | 4360848
exports | CO | 0 | 0 | 0 | 0 | 0 | 0 | 0 | 0 | 0 | 0 | 0 | 0 | 0 | 0 | 0 | 0 | 0 | 0 | 0 | 0 | 0 | 0 | 0 | 0 | 0 | 0 | 0 | 0 | 0
imports | CT | 0 | 2859466 | 412839 | 0 | 0 | 0 | 10383589 | 12493084 | 10892219 | 2978287 | 0 | 2544606 | 2951239 | 5549845 | 2539158 | 2172761 | 0 | 2667825 | 1426242 | 0 | 0 | 0 | 0 | 0 | 0 | 0 | 0 | 0 | 0
exports | CT | 4726491 | 0 | 0 | 3271262 | 925634 | 1264677 | 0 | 0 | 0 | 0 | 969602 | 0 | 0 | 0 | 0 | 0 | 600365 | 0 | 0 | 1177837 | 1983482 | 3710154 | 3736766 | 3326129 | 2247267 | 5859904 | 5455839 | 4255026 | 8496457
imports | DE | 1439359 | 1722465 | 2617901 | 1259359 | 1199618 | 1750671 | 1975272 | 4122987 | 4715811 | 5013373 | 6652703 | 5785576 | 7375846 | 6636522 | 5348772 | 5391074 | 5674757 | 5184363 | 5877137 | 7723439 | 6799157 | 6084938 | 4441032 | 5141182 | 5092542 | 5206431 | 4067241 | 5096960 | 6922855
exports | DE | 0 | 0 | 0 | 0 | 0 | 0 | 0 | 0 | 0 | 0 | 0 | 0 | 0 | 0 | 0 | 0 | 0 | 0 | 0 | 0 | 0 | 0 | 0 | 0 | 0 | 0 | 0 | 0 | 0
imports | FL | 29300599 | 24490120 | 21659866 | 20166689 | 20796253 | 21123877 | 25934642 | 27941977 | 19643197 | 23299324 | 27751457 | 31233565 | 30936022 | 29423864 | 27284768 | 30494258 | 30184830 | 28855311 | 28820791 | 28117427 | 23308564 | 23985137 | 20558679 | 20153632 | 16134883 | 18931178 | 17608064 | 14212881 | 13061875
exports | FL | 0 | 0 | 0 | 0 | 0 | 0 | 0 | 0 | 0 | 0 | 0 | 0 | 0 | 0 | 0 | 0 | 0 | 0 | 0 | 0 | 0 | 0 | 0 | 0 | 0 | 0 | 0 | 0 | 0
imports | GA | 0 | 0 | 0 | 0 | 0 | 402067 | 9479853 | 6978930 | 8350336 | 9330599 | 9747182 | 12047226 | 11280078 | 13628955 | 18538738 | 10752011 | 12020046 | 8327167 | 14025574 | 16116262 | 17886922 | 25369501 | 22961660 | 23337561 | 23346370 | 21172896 | 18681619 | 19260631 | 23887860
exports | GA | 12566626 | 4841663 | 3511996 | 954161 | 3509292 | 0 | 0 | 0 | 0 | 0 | 0 | 0 | 0 | 0 | 0 | 0 | 0 | 0 | 0 | 0 | 0 | 0 | 0 | 0 | 0 | 0 | 0 | 0 | 0
imports | HI | 0 | 0 | 0 | 0 | 0 | 0 | 0 | 0 | 0 | 0 | 0 | 0 | 0 | 0 | 0 | 0 | 0 | 0 | 0 | 0 | 0 | 0 | 0 | 0 | 0 | 0 | 0 | 0 | 0
exports | HI | 0 | 0 | 0 | 0 | 0 | 0 | 0 | 0 | 0 | 0 | 0 | 0 | 0 | 0 | 0 | 0 | 0 | 0 | 0 | 0 | 0 | 0 | 0 | 0 | 0 | 0 | 0 | 0 | 0
imports | ID | 10371225 | 10639243 | 13664637 | 10558104 | 13501333 | 10237665 | 10206554 | 9340466 | 10602499 | 11048092 | 13563780 | 14000508 | 13253995 | 13200483 | 13542316 | 13442088 | 11900761 | 14772204 | 14412979 | 11974571 | 12957418 | 8919739 | 10479692 | 11304730 | 10155326 | 9514335 | 9472828 | 8453579 | 7496834
exports | ID | 0 | 0 | 0 | 0 | 0 | 0 | 0 | 0 | 0 | 0 | 0 | 0 | 0 | 0 | 0 | 0 | 0 | 0 | 0 | 0 | 0 | 0 | 0 | 0 | 0 | 0 | 0 | 0 | 0
imports | IL | 0 | 623992 | 0 | 0 | 0 | 0 | 0 | 7148924 | 8637603 | 0 | 0 | 0 | 0 | 0 | 0 | 0 | 0 | 0 | 0 | 0 | 0 | 0 | 0 | 0 | 0 | 0 | 0 | 0 | 0
exports | IL | 4394380 | 0 | 1423491 | 10745137 | 5039464 | 6567447 | 6209605 | 0 | 0 | 14226808 | 27481567 | 28696913 | 33267839 | 37193892 | 35602813 | 32506001 | 33926959 | 39106909 | 40446801 | 43960894 | 42663502 | 43066276 | 40160459 | 47680899 | 47962514 | 42250735 | 33892382 | 33888969 | 33121099
imports | IN | 0 | 0 | 0 | 0 | 0 | 0 | 0 | 0 | 0 | 0 | 0 | 0 | 0 | 0 | 0 | 0 | 0 | 0 | 0 | 0 | 0 | 0 | 6300133 | 10858603 | 6413732 | 15541868 | 13362537 | 11023344 | 3428037
exports | IN | 18533509 | 15697508 | 14392538 | 11322749 | 13184417 | 11217917 | 10038328 | 14811335 | 14642484 | 12995449 | 18198799 | 14402974 | 12704821 | 13023739 | 12025963 | 11622344 | 12943922 | 5177545 | 6338892 | 2608109 | 3712284 | 989622 | 0 | 0 | 0 | 0 | 0 | 0 | 0
imports | IA | 2934233 | 2209287 | 3497382 | 4122132 | 3889159 | 3857822 | 4626135 | 4931097 | 3168399 | 3935361 | 2280974 | 2990022 | 2995074 | 3766215 | 2673632 | 3500038 | 2737448 | 385371 | 0 | 0 | 0 | 0 | 0 | 0 | 0 | 0 | 0 | 0 | 0
exports | IA | 0 | 0 | 0 | 0 | 0 | 0 | 0 | 0 | 0 | 0 | 0 | 0 | 0 | 0 | 0 | 0 | 0 | 0 | 2933106 | 3115412 | 6574140 | 5125466 | 5177715 | 4291861 | 4218052 | 4005994 | 666211 | 3708691 | 6876784
imports | KS | 0 | 0 | 0 | 0 | 0 | 0 | 0 | 0 | 0 | 0 | 0 | 0 | 0 | 0 | 0 | 0 | 0 | 0 | 0 | 0 | 0 | 0 | 0 | 0 | 0 | 0 | 0 | 0 | 0
exports | KS | 3770640 | 1099132 | 1617217 | 4285080 | 4406304 | 4250439 | 4794535 | 1750317 | 3456095 | 4037880 | 4544141 | 5076668 | 6323378 | 5666718 | 5101957 | 2368409 | 1293972 | 6765480 | 3597275 | 5654634 | 4651306 | 1821080 | 1192559 | 5806465 | 6468949 | 3035257 | 4178608 | 8131983 | 7168725
imports | KY | 0 | 0 | 0 | 0 | 0 | 0 | 0 | 0 | 0 | 0 | 0 | 0 | 5076462 | 3163970 | 2603970 | 1763783 | 0 | 2977043 | 3102595 | 5108499 | 2412197 | 0 | 5715325 | 1110059 | 0 | 0 | 0 | 4302075 | 2541223
exports | KY | 5362406 | 3606176 | 1879588 | 8216951 | 2801416 | 2253439 | 1935306 | 5456680 | 6212315 | 3748375 | 5205089 | 6908617 | 0 | 0 | 0 | 0 | 50181 | 0 | 0 | 0 | 0 | 2343187 | 0 | 0 | 6540408 | 2160856 | 639245 | 0 | 0
imports | LA | 0 | 0 | 0 | 0 | 0 | 0 | 6823657 | 2248147 | 0 | 0 | 0 | 0 | 0 | 0 | 0 | 0 | 0 | 13568543 | 11978785 | 12307227 | 8686991 | 7051921 | 8034504 | 9280536 | 12607417 | 10649112 | 11305317 | 21029856 | 17346437
exports | LA | 4946237 | 2486563 | 102404 | 2621153 | 713301 | 2568034 | 0 | 0 | 2823583 | 1920935 | 2379870 | 5210662 | 6691528 | 8275482 | 8632675 | 6343323 | 4702917 | 0 | 0 | 0 | 0 | 0 | 0 | 0 | 0 | 0 | 0 | 0 | 0
imports | ME | 0 | 0 | 0 | 0 | 0 | 0 | 0 | 0 | 0 | 0 | 0 | 0 | 0 | 0 | 0 | 0 | 0 | 0 | 0 | 0 | 0 | 0 | 0 | 0 | 0 | 0 | 0 | 0 | 0
exports | ME | 5249781 | 6229911 | 4314660 | 4089918 | 6570146 | 1340767 | 6054250 | 358974 | 1984713 | 3094417 | 4262320 | 8934774 | 11673818 | 8077292 | 9007802 | 7448426 | 6326058 | 2882689 | 2008468 | 3141979 | 3092046 | 2910653 | 1229438 | 2790596 | 1826718 | 1377151 | 2141841 | 1651736 | 432481
imports | MD | 22330094 | 17392660 | 16201806 | 15719053 | 16068045 | 16847818 | 17749735 | 16353088 | 13945102 | 14748689 | 16882238 | 19118581 | 27834212 | 27095484 | 23044978 | 23535283 | 21334789 | 21556056 | 22029904 | 24447713 | 27224218 | 26806150 | 29116759 | 30881323 | 28524880 | 30040509 | 28696881 | 29405042 | 22859151
exports | MD | 0 | 0 | 0 | 0 | 0 | 0 | 0 | 0 | 0 | 0 | 0 | 0 | 0 | 0 | 0 | 0 | 0 | 0 | 0 | 0 | 0 | 0 | 0 | 0 | 0 | 0 | 0 | 0 | 0
imports | MA | 9175323 | 6874189 | 8890379 | 12098282 | 12222262 | 12908785 | 13579111 | 6837557 | 6850456 | 13045490 | 17566900 | 18484438 | 17818231 | 13213701 | 14798145 | 14023770 | 15965226 | 14607639 | 14772984 | 15428615 | 15563226 | 17462834 | 23801184 | 26060514 | 26575746 | 25950917 | 25023532 | 24420247 | 28978016
exports | MA | 0 | 0 | 0 | 0 | 0 | 0 | 0 | 0 | 0 | 0 | 0 | 0 | 0 | 0 | 0 | 0 | 0 | 0 | 0 | 0 | 0 | 0 | 0 | 0 | 0 | 0 | 0 | 0 | 0
imports | MI | 3135880 | 0 | 0 | 0 | 0 | 0 | 0 | 806667 | 13319056 | 13892710 | 13581288 | 3595157 | 2644718 | 13442948 | 4401794 | 4207616 | 9749351 | 1857500 | 0 | 204074 | 0 | 899647 | 2227684 | 1251369 | 0 | 0 | 0 | 0 | 0
exports | MI | 0 | 10864462 | 740387 | 10072794 | 2971852 | 6602996 | 6249131 | 0 | 0 | 0 | 0 | 0 | 0 | 0 | 0 | 0 | 0 | 0 | 1249307 | 0 | 2254058 | 0 | 0 | 0 | 297513 | 10050154 | 6498717 | 7499733 | 8941213
imports | MN | 9042789 | 9623560 | 7671345 | 5174183 | 5735100 | 7127095 | 8550150 | 9271152 | 7428906 | 10022208 | 7709793 | 10371899 | 12980751 | 17703983 | 16138192 | 12751842 | 13130798 | 13333968 | 12568565 | 9457250 | 12878512 | 13483638 | 14588588 | 15273728 | 10564064 | 7165318 | 4003431 | 6738574 | 8746307
exports | MN | 0 | 0 | 0 | 0 | 0 | 0 | 0 | 0 | 0 | 0 | 0 | 0 | 0 | 0 | 0 | 0 | 0 | 0 | 0 | 0 | 0 | 0 | 0 | 0 | 0 | 0 | 0 | 0 | 0
imports | MS | 10791733 | 11108581 | 14274106 | 13211682 | 12410270 | 13646931 | 13231391 | 11253984 | 13075003 | 14605799 | 13214383 | 0 | 7704961 | 10562162 | 8018602 | 6092172 | 5997499 | 3894890 | 5054916 | 2575483 | 503319 | 2882995 | 0 | 1097948 | 0 | 0 | 0 | 0 | 0
exports | MS | 0 | 0 | 0 | 0 | 0 | 0 | 0 | 0 | 0 | 0 | 0 | 4431908 | 0 | 0 | 0 | 0 | 0 | 0 | 0 | 0 | 0 | 0 | 867906 | 0 | 742713 | 11044956 | 8897736 | 7130436 | 8365348
imports | MO | 1057567 | 2823115 | 4277395 | 12494360 | 5070808 | 4358395 | 4713691 | 2272656 | 1893028 | 3811422 | 4846461 | 1480366 | 2341873 | 0 | 0 | 0 | 0 | 1294914 | 0 | 0 | 100799 | 0 | 0 | 0 | 1773731 | 3443976 | 5249308 | 0 | 1920378
exports | MO | 0 | 0 | 0 | 0 | 0 | 0 | 0 | 0 | 0 | 0 | 0 | 0 | 0 | 4566697 | 4488629 | 626940 | 433931 | 0 | 52812 | 3063425 | 0 | 4659966 | 3275857 | 2199618 | 0 | 0 | 0 | 3189671 | 0
imports | MT | 0 | 0 | 0 | 0 | 0 | 0 | 0 | 0 | 0 | 0 | 0 | 0 | 0 | 0 | 0 | 0 | 0 | 0 | 0 | 0 | 0 | 0 | 0 | 0 | 0 | 0 | 0 | 0 | 0
exports | MT | 11373538 | 13562541 | 11179025 | 9308690 | 10365981 | 10856760 | 11352244 | 15240973 | 12684082 | 16469590 | 10102981 | 11564270 | 11243329 | 11999804 | 12206457 | 12925428 | 12658405 | 11993603 | 12648765 | 10835220 | 14602114 | 15022823 | 12769007 | 12312424 | 14165750 | 13893533 | 12825852 | 12703358 | 11935501
imports | NE | 0 | 0 | 0 | 0 | 305543 | 0 | 0 | 0 | 0 | 0 | 0 | 0 | 0 | 0 | 0 | 0 | 0 | 0 | 0 | 0 | 0 | 0 | 0 | 0 | 0 | 0 | 0 | 0 | 0
exports | NE | 1616352 | 2161970 | 2412686 | 1637078 | 0 | 1787436 | 3203809 | 3140065 | 2896873 | 4367738 | 1811802 | 3124617 | 3055679 | 1669897 | 2956224 | 1394819 | 1319329 | 1919826 | 1322466 | 3420843 | 4447510 | 4023507 | 750811 | 3859928 | 6798663 | 7984795 | 3981852 | 2750192 | 3733172
imports | NV | 0 | 0 | 0 | 0 | 0 | 0 | 0 | 112896 | 0 | 0 | 0 | 0 | 333153 | 132708 | 0 | 0 | 6533132 | 5512662 | 2815650 | 0 | 1092557 | 4194868 | 2452907 | 1408028 | 1420798 | 0 | 0 | 797400 | 420591
exports | NV | 1734196 | 3452082 | 3436069 | 2661460 | 2052793 | 709299 | 223640 | 0 | 2648205 | 1014149 | 4327311 | 2703023 | 0 | 0 | 2704100 | 4235393 | 0 | 0 | 0 | 882511 | 0 | 0 | 0 | 0 | 0 | 577975 | 1267987 | 0 | 0
imports | NH | 0 | 0 | 0 | 0 | 0 | 0 | 0 | 0 | 0 | 0 | 0 | 0 | 0 | 0 | 0 | 0 | 0 | 0 | 0 | 0 | 0 | 0 | 0 | 0 | 0 | 0 | 0 | 0 | 0
exports | NH | 2381904 | 4944918 | 5942837 | 7447499 | 4596569 | 6571343 | 8115378 | 7304780 | 7456564 | 7005536 | 5226959 | 4423651 | 4720765 | 9526816 | 11979973 | 12438381 | 10196532 | 11653443 | 11870290 | 9636055 | 11108822 | 9263802 | 7482010 | 8070459 | 8015193 | 8411829 | 7789588 | 6034274 | 5499783
imports | NJ | 30448612 | 28921046 | 27369337 | 25588733 | 25877650 | 30042484 | 37420112 | 32122885 | 22277464 | 22693636 | 20368881 | 21566433 | 22363302 | 27646504 | 31231110 | 30730133 | 27960020 | 26695717 | 24337437 | 20741307 | 19912379 | 18295403 | 16319588 | 16051643 | 11325166 | 7090608 | 3853742 | 3820942 | 6803236
exports | NJ | 0 | 0 | 0 | 0 | 0 | 0 | 0 | 0 | 0 | 0 | 0 | 0 | 0 | 0 | 0 | 0 | 0 | 0 | 0 | 0 | 0 | 0 | 0 | 0 | 0 | 0 | 0 | 0 | 0
imports | NM | 0 | 0 | 0 | 0 | 0 | 0 | 0 | 0 | 0 | 0 | 0 | 0 | 0 | 0 | 0 | 0 | 0 | 0 | 0 | 0 | 0 | 0 | 0 | 0 | 0 | 0 | 0 | 0 | 0
exports | NM | 13336918 | 9502591 | 11829278 | 11926670 | 12603952 | 11353211 | 10870648 | 11817020 | 12025263 | 12236852 | 12943982 | 12886504 | 9297795 | 11235850 | 10716494 | 12117239 | 13381273 | 11846427 | 12928933 | 16242146 | 12109242 | 13441025 | 11696588 | 11092099 | 7522617 | 7934971 | 8259605 | 9018889 | 7070578
imports | NY | 8822843 | 7289273 | 15568500 | 16892909 | 8312118 | 4551196 | 4962556 | 5502267 | 4203580 | 9454649 | 12488371 | 7891852 | 13822539 | 17249636 | 19723083 | 13180888 | 6013583 | 4346118 | 3259341 | 8832194 | 12490415 | 7579872 | 2763261 | 6065287 | 5827936 | 4361322 | 6641435 | 11187093 | 12293650
exports | NY | 0 | 0 | 0 | 0 | 0 | 0 | 0 | 0 | 0 | 0 | 0 | 0 | 0 | 0 | 0 | 0 | 0 | 0 | 0 | 0 | 0 | 0 | 0 | 0 | 0 | 0 | 0 | 0 | 0
imports | NC | 15816964 | 14024193 | 16466046 | 17103687 | 11094368 | 11531017 | 9452105 | 6730623 | 5506688 | 11962882 | 12099876 | 14235130 | 13131388 | 7514965 | 14743847 | 13288950 | 15760685 | 14629639 | 17693787 | 20741069 | 19729808 | 23878900 | 22692127 | 15080537 | 15948056 | 16479278 | 14215709 | 13173259 | 14040847
exports | NC | 0 | 0 | 0 | 0 | 0 | 0 | 0 | 0 | 0 | 0 | 0 | 0 | 0 | 0 | 0 | 0 | 0 | 0 | 0 | 0 | 0 | 0 | 0 | 0 | 0 | 0 | 0 | 0 | 0
imports | ND | 0 | 0 | 0 | 0 | 0 | 0 | 0 | 0 | 0 | 0 | 0 | 0 | 0 | 0 | 0 | 0 | 0 | 0 | 0 | 0 | 0 | 0 | 0 | 0 | 0 | 0 | 0 | 0 | 0
exports | ND | 19156014 | 19716068 | 21420031 | 21357376 | 21512860 | 20862305 | 22436977 | 20688015 | 21289803 | 21011911 | 21404253 | 20045339 | 20106566 | 19261086 | 18233916 | 21553211 | 19125175 | 19490976 | 19965252 | 21159930 | 21796539 | 21517279 | 21534011 | 19537633 | 18577332 | 19644207 | 20049326 | 22095457 | 21598061
imports | OH | 31620437 | 29106323 | 25527168 | 32152396 | 41379087 | 39208480 | 33699352 | 34842360 | 30541752 | 42367776 | 36142111 | 30160840 | 23901099 | 22820869 | 24858371 | 21895152 | 14662304 | 20217486 | 19424322 | 21808230 | 22551010 | 30972564 | 35028733 | 24544335 | 27180567 | 38244127 | 42198409 | 37031973 | 36569945
exports | OH | 0 | 0 | 0 | 0 | 0 | 0 | 0 | 0 | 0 | 0 | 0 | 0 | 0 | 0 | 0 | 0 | 0 | 0 | 0 | 0 | 0 | 0 | 0 | 0 | 0 | 0 | 0 | 0 | 0
imports | OK | 537952 | 0 | 0 | 0 | 0 | 0 | 0 | 0 | 0 | 0 | 0 | 0 | 0 | 0 | 0 | 0 | 0 | 0 | 0 | 0 | 0 | 0 | 0 | 0 | 0 | 0 | 0 | 0 | 0
exports | OK | 0 | 4963868 | 6943157 | 7493656 | 3913335 | 6074237 | 3220956 | 3041059 | 2730208 | 2316335 | 4050 | 282207 | 4101134 | 4479535 | 3537430 | 8747950 | 9522846 | 11852128 | 14384521 | 15623353 | 9245872 | 9813779 | 13438509 | 8388375 | 3323221 | 9517361 | 11970421 | 8294365 | 16672891
imports | OR | 0 | 122678 | 5071569 | 7233331 | 10929832 | 5376212 | 591722 | 1231575 | 653056 | 0 | 4483116 | 5589859 | 1805454 | 1075634 | 0 | 2336153 | 159486 | 0 | 0 | 0 | 0 | 0 | 0 | 0 | 0 | 0 | 0 | 0 | 0
exports | OR | 3077931 | 0 | 0 | 0 | 0 | 0 | 0 | 0 | 0 | 3702055 | 0 | 0 | 0 | 0 | 2591680 | 0 | 0 | 2427616 | 4620019 | 5007823 | 5542405 | 9070780 | 10750238 | 8446112 | 9178311 | 8982333 | 10168298 | 10146197 | 11903191
imports | PA | 0 | 0 | 0 | 0 | 0 | 0 | 0 | 0 | 0 | 0 | 0 | 0 | 0 | 0 | 0 | 0 | 0 | 0 | 0 | 0 | 0 | 0 | 0 | 0 | 0 | 0 | 0 | 0 | 0
exports | PA | 47068059 | 42458225 | 48542382 | 46031503 | 46214573 | 43352789 | 48713174 | 50027029 | 45589687 | 49598244 | 51628652 | 46888935 | 48592359 | 49974683 | 53374292 | 52545952 | 56097982 | 60243848 | 56477855 | 62615453 | 67915553 | 65984204 | 66039758 | 66729936 | 60534177 | 54898407 | 55732372 | 56609468 | 52562189
imports | RI | 6047030 | 3708699 | 1506170 | 1637013 | 1458500 | 1704929 | 0 | 0 | 0 | 0 | 628975 | 0 | 1033293 | 2953885 | 3613858 | 2563578 | 2390504 | 1237631 | 488422 | 0 | 207115 | 0 | 5744 | 1935555 | 1711876 | 1097908 | 1353417 | 235601 | 0
exports | RI | 0 | 0 | 0 | 0 | 0 | 0 | 1626994 | 1849752 | 1740659 | 272035 | 0 | 85770 | 0 | 0 | 0 | 0 | 0 | 0 | 0 | 204758 | 0 | 1052712 | 0 | 0 | 0 | 0 | 0 | 0 | 285085
imports | SC | 0 | 0 | 0 | 0 | 0 | 0 | 0 | 0 | 0 | 0 | 0 | 0 | 0 | 0 | 0 | 0 | 0 | 0 | 0 | 0 | 0 | 0 | 0 | 0 | 0 | 0 | 0 | 0 | 0
exports | SC | 9016456 | 8258649 | 8449438 | 8846330 | 7563656 | 7662981 | 3411082 | 4014178 | 6317267 | 7813160 | 7005809 | 6340091 | 9942487 | 7979448 | 8228091 | 11952335 | 9276877 | 13191588 | 12158923 | 16252663 | 13748043 | 14577271 | 11125069 | 8969082 | 7862831 | 7591766 | 9966383 | 7331627 | 10787771
imports | SD | 668183 | 914883 | 1061140 | 2523730 | 54761 | 0 | 0 | 0 | 0 | 0 | 0 | 2146716 | 2225029 | 2165724 | 2834629 | 4414128 | 4057115 | 5306832 | 4734456 | 3613878 | 2108185 | 477005 | 1097501 | 2941389 | 2162766 | 3257744 | 1365888 | 2129763 | 974354
exports | SD | 0 | 0 | 0 | 0 | 0 | 467019 | 1376542 | 3816349 | 320034 | 1876577 | 424388 | 0 | 0 | 0 | 0 | 0 | 0 | 0 | 0 | 0 | 0 | 0 | 0 | 0 | 0 | 0 | 0 | 0 | 0
imports | TN | 10237478 | 11608639 | 10685184 | 16061533 | 14233260 | 6606931 | 6345047 | 603976 | 4754751 | 11449997 | 11485449 | 10169084 | 13230033 | 16287824 | 14293762 | 18691136 | 21732160 | 22679210 | 23974629 | 24357317 | 30907671 | 28944831 | 27990123 | 26474134 | 29691017 | 33433980 | 30193132 | 26494018 | 29716962
exports | TN | 0 | 0 | 0 | 0 | 0 | 0 | 0 | 0 | 0 | 0 | 0 | 0 | 0 | 0 | 0 | 0 | 0 | 0 | 0 | 0 | 0 | 0 | 0 | 0 | 0 | 0 | 0 | 0 | 0
imports | TX | 0 | 0 | 0 | 0 | 0 | 0 | 0 | 0 | 0 | 0 | 0 | 0 | 0 | 0 | 0 | 0 | 0 | 0 | 0 | 5402774 | 5937938 | 12861 | 0 | 9173135 | 12680699 | 4450549 | 7708654 | 14432819 | 5110747
exports | TX | 15499511 | 16652634 | 20829366 | 17096725 | 16621182 | 20323321 | 15115523 | 14373549 | 15675830 | 19709773 | 20877993 | 20525270 | 16793321 | 19665941 | 30100655 | 23863479 | 19001244 | 5069147 | 1665211 | 0 | 0 | 0 | 4126271 | 0 | 0 | 0 | 0 | 0 | 0
imports | UT | 0 | 0 | 0 | 0 | 0 | 0 | 0 | 0 | 0 | 0 | 0 | 0 | 0 | 0 | 0 | 0 | 0 | 0 | 0 | 0 | 0 | 0 | 0 | 0 | 0 | 0 | 0 | 0 | 0
exports | UT | 15309286 | 12688879 | 14593859 | 15054208 | 15180146 | 12027926 | 10645709 | 11903920 | 12790436 | 12184757 | 10615576 | 10158825 | 10718270 | 11463216 | 10708190 | 10340590 | 11940655 | 15296914 | 16164557 | 12824087 | 10987444 | 9162061 | 6453198 | 8700585 | 10562273 | 8594703 | 4748752 | 3885559 | 5632875
imports | VT | 0 | 0 | 0 | 0 | 0 | 0 | 0 | 0 | 0 | 0 | 0 | 0 | 0 | 0 | 0 | 0 | 0 | 0 | 0 | 0 | 0 | 0 | 0 | 0 | 0 | 0 | 0 | 0 | 0
exports | VT | 1590664 | 1822880 | 1381366 | 1592672 | 2977978 | 3368897 | 2981584 | 3700300 | 2816507 | 7161177 | 3898951 | 2262811 | 1623748 | 1984442 | 1049527 | 1281175 | 3065279 | 1968963 | 3131676 | 3948595 | 3036806 | 3364713 | 12203453 | 12647597 | 12250520 | 6887947 | 4998698 | 6718186 | 6042545
imports | VA | 28877488 | 29400320 | 29678463 | 30437308 | 30156199 | 32866650 | 31500656 | 29466309 | 29008475 | 30705823 | 31241626 | 32642807 | 37211367 | 37713380 | 39458324 | 42376444 | 45677733 | 44487255 | 48576229 | 48698862 | 50858500 | 52912485 | 46817968 | 43672009 | 43825494 | 37638570 | 29458600 | 30579779 | 32161239
exports | VA | 0 | 0 | 0 | 0 | 0 | 0 | 0 | 0 | 0 | 0 | 0 | 0 | 0 | 0 | 0 | 0 | 0 | 0 | 0 | 0 | 0 | 0 | 0 | 0 | 0 | 0 | 0 | 0 | 0
imports | WA | 0 | 0 | 7787678 | 13219397 | 6341351 | 0 | 0 | 0 | 1343594 | 0 | 1096439 | 10176675 | 0 | 0 | 0 | 0 | 0 | 0 | 0 | 0 | 1279785 | 0 | 0 | 0 | 0 | 0 | 0 | 0 | 0
exports | WA | 317343 | 1642326 | 0 | 0 | 0 | 1979467 | 23939720 | 23842204 | 0 | 7546923 | 0 | 0 | 16434917 | 11143844 | 7523404 | 5979960 | 4932257 | 10572266 | 8868168 | 638330 | 0 | 7387481 | 10927423 | 7323509 | 9719464 | 9038692 | 17821779 | 16289601 | 16614416
imports | WV | 0 | 0 | 0 | 0 | 0 | 0 | 0 | 0 | 0 | 0 | 0 | 0 | 0 | 0 | 0 | 0 | 0 | 0 | 0 | 0 | 0 | 0 | 0 | 0 | 0 | 0 | 0 | 0 | 0
exports | WV | 53623093 | 46961239 | 48340675 | 47209794 | 53640349 | 51295732 | 57895225 | 62109699 | 63208614 | 64171644 | 61816671 | 51213230 | 63078305 | 63204176 | 57282012 | 60019313 | 57861944 | 56496420 | 53754335 | 37939920 | 46051539 | 45120516 | 39904841 | 41745993 | 45541237 | 37228456 | 41385191 | 39070517 | 31217329
imports | WI | 7348237 | 7802914 | 8415097 | 9652845 | 9790455 | 11327915 | 11405855 | 15062186 | 12067833 | 12513742 | 13394358 | 13416267 | 16164635 | 14745353 | 15871347 | 16571114 | 16050592 | 16114283 | 14492190 | 13344578 | 11535663 | 12212738 | 12179194 | 10047247 | 15065290 | 8784224 | 10919138 | 9986667 | 11010488
exports | WI | 0 | 0 | 0 | 0 | 0 | 0 | 0 | 0 | 0 | 0 | 0 | 0 | 0 | 0 | 0 | 0 | 0 | 0 | 0 | 0 | 0 | 0 | 0 | 0 | 0 | 0 | 0 | 0 | 0
imports | WY | 0 | 0 | 0 | 0 | 0 | 0 | 0 | 0 | 0 | 0 | 0 | 0 | 0 | 0 | 0 | 0 | 0 | 0 | 0 | 0 | 0 | 0 | 0 | 0 | 0 | 0 | 0 | 0 | 0
exports | WY | 26790161 | 26129796 | 29307278 | 27380203 | 29883620 | 27645823 | 28581870 | 28199216 | 32344762 | 30384413 | 31628151 | 30445094 | 29474549 | 28897916 | 29550475 | 29712054 | 28721461 | 27778830 | 27486234 | 27257135 | 28772554 | 27775369 | 30122220 | 32935668 | 30055281 | 29419607 | 27599822 | 27469202 | 26689057
International |  | 1990 | 1991 | 1992 | 1993 | 1994 | 1995 | 1996 | 1997 | 1998 | 1999 | 2000 | 2001 | 2002 | 2003 | 2004 | 2005 | 2006 | 2007 | 2008 | 2009 | 2010 | 2011 | 2012 | 2013 | 2014 | 2015 | 2016 | 2017 | 2018
imports | AL | 0 | 0 | 0 | 0 | 0 | 0 | 0 | 0 | 0 | 0 | 0 | 0 | 0 | 0 | 0 | 0 | 0 | 0 | 0 | 0 | 0 | 0 | 0 | 0 | 0 | 0 |  | 0 | 0
exports | AL | 0 | 0 | 0 | 0 | 0 | 0 | 0 | 0 | 0 | 0 | 0 | 0 | 0 | 0 | 0 | 0 | 0 | 0 | 0 | 0 | 0 | 0 |  | 0 | 0 | 0 |  | 0 | 0
imports | AZ | 0 | 108577 | 0 | 0 | 21 | 336516 | 0 | 163200 | 4000 | 0 | 47217 | 54954 | 82646 | 55185 | 171330 | 103114 | 127546 | 223213 | 87916 | 122984 | 248887 | 497461 | 83320 | 33363 | 58348 | 18339 | 134053 | 60613 | 69643
exports | AZ | 2074 | 2177 | 2166 | 2255 | 2488 | 567 | 2641 | 48360 | 0 | 0 | 0 | 0 | 68525 | 71059 | 93550 | 182646 | 309778 | 221286 | 350592 | 354017 | 180279 | 70782 | 66437 | 26517 | 9889 | 1450 | 3584 | 1158 | 35544
imports | AR | 0 | 0 | 0 | 0 | 0 | 0 | 0 | 0 | 0 | 0 | 0 | 0 | 0 | 0 | 0 | 0 | 0 | 0 | 0 | 0 | 0 | 0 | 0 | 0 | 0 | 0 |  | 0 | 0
exports | AR | 0 | 0 | 0 | 0 | 0 | 0 | 0 | 0 | 0 | 0 | 0 | 0 | 0 | 0 | 0 | 0 | 0 | 0 | 0 | 0 | 0 | 0 |  | 0 | 0 | 0 |  | 0 | 0
imports | CA | 5142187 | 3157871 | 2098414 | 2012553 | 2157144 | 1967163 | 1511802 | 1671365 | 1351861 | 1452368 | 5507197 | 3419761 | 2066517 | 4148401 | 1291005 | 5630145 | 2936453 | 5797464 | 5369534 | 3047148 | 3473583 | 6269511 | 8874748 | 11010789 | 12369304 | 13782398 | 13852509 | 14702518 | 6331389
exports | CA | 523792 | 167628 | 25311 | 45872 | 101410 | 228484 | 283356 | 351817 | 1968578 | 1263940 | 2126103 | 365041 | 196923 | 22510 | 48074 | 103051 | 564692 | 292736 | 674638 | 518488 | 401156 | 384207 | 272295 | 60525 | 60333 | 149197 | 4697080 | 459224 | 5606943
imports | CO | 0 | 0 | 0 | 0 | 0 | 0 | 0 | 43021 | 1200 | 2330 | 11350 | 36121 | 6707 | 2165 | 37353 | 6206 | 1188 | 1268 | 1836 | 0 | 15 | 135 | 0 | 89 | 279 | 638 |  | 0 | 826
exports | CO | 0 | 0 | 0 | 0 | 0 | 0 | 0 | 0 | 0 | 0 | 0 | 0 | 0 | 0 | 0 | 194 | 0 | 1679 | 3200 | 15 | 3136 | 7877 | 1365 | 1366 | 6912 | 109 | 12 | 0 | 135
imports | CT | 36686 | 537158 | 902319 | 1075758 | 1179296 | 1276159 | 1325287 | 1699344 | 1765571 | 1934370 | 1947179 | 765675 | 325649 | 472004 | 1061203 | 1337800 | 1346065 | 1831553 | 2161054 | 2566745 | 1948867 | 2347986 | 0 | 584738 | 671110 | 625504 | 546252 | 527229 | 530358
exports | CT | 0 | 0 | 0 | 0 | 0 | 0 | 0 | 0 | 6239 | 21 | 362070 | 0 | 0 | 125944 | 66216 | 174431 | 180841 | 331849 | 171332 | 165708 | 167676 | 2398 |  | 492 | 252 | 0 | 5 | 0 | 6
imports | DE | 0 | 0 | 0 | 0 | 0 | 0 | 0 | 0 | 0 | 0 | 0 | 0 | 0 | 0 | 0 | 0 | 0 | 0 | 0 | 0 | 0 | 0 | 0 | 0 | 0 | 0 |  | 17762 | 3073
exports | DE | 0 | 0 | 0 | 0 | 0 | 0 | 0 | 0 | 0 | 0 | 0 | 0 | 0 | 0 | 0 | 0 | 0 | 0 | 0 | 0 | 0 | 0 | 0 | 0 | 0 | 0 |  | 3 | 86
imports | FL | 0 | 0 | 0 | 0 | 0 | 0 | 0 | 0 | 0 | 0 | 0 | 0 | 0 | 0 | 0 | 0 | 0 | 0 | 0 | 0 | 0 | 0 | 0 | 0 | 0 | 0 |  | 0 | 0
exports | FL | 0 | 0 | 0 | 0 | 0 | 0 | 0 | 0 | 0 | 0 | 0 | 0 | 0 | 0 | 0 | 0 | 0 | 0 | 0 | 0 | 0 | 0 | 0 | 0 | 0 | 0 |  | 0 | 0
imports | GA | 0 | 0 | 0 | 0 | 0 | 0 | 0 | 0 | 0 | 0 | 0 | 0 | 0 | 0 | 0 | 0 | 0 | 0 | 0 | 0 | 0 | 0 | 0 | 0 | 0 | 0 |  | 0 | 0
exports | GA | 0 | 0 | 0 | 0 | 0 | 0 | 0 | 0 | 0 | 0 | 0 | 0 | 0 | 0 | 0 | 0 | 0 | 0 | 0 | 0 | 0 | 0 | 0 | 0 | 0 | 0 |  | 0 | 0
imports | HI | 0 | 0 | 0 | 0 | 0 | 0 | 0 | 0 | 0 | 0 | 0 | 0 | 0 | 0 | 0 | 0 | 0 | 0 | 0 | 0 | 0 | 0 | 0 | 0 | 0 | 0 |  | 0 | 0
exports | HI | 0 | 0 | 0 | 0 | 0 | 0 | 0 | 0 | 0 | 0 | 0 | 0 | 0 | 0 | 0 | 0 | 0 | 0 | 0 | 0 | 0 | 0 | 0 | 0 | 0 | 0 |  | 0 | 0
imports | ID | 106388 | 144321 | 263031 | 0 | 67315 | 2798 | 170361 | 169813 | 148443 | 86032 | 126751 | 4669 | 626 | 1943 | 32781 | 89112 | 39888 | 100404 | 54262 | 14317 | 4781 | 29406 | 34579 | 16237 | 17008 | 19104 | 12656 | 19250 | 33966
exports | ID | 0 | 0 | 0 | 0 | 0 | 0 | 0 | 100 | 70 | 22339 | 862 | 4484 | 525 | 0 | 0 | 0 | 0 | 56263 | 88678 | 58520 | 28389 | 46546 | 20711 | 24378 | 29187 | 5420 | 1826 | 4141 | 10869
imports | IL | 0 | 0 | 0 | 0 | 0 | 0 | 0 | 0 | 0 | 0 | 0 | 0 | 0 | 0 | 2104 | 1138 | 0 | 66366 | 52802 | 9468 | 633 | 150 | 5610 | 0 | 0 | 0 |  | 2198 | 24285
exports | IL | 0 | 0 | 0 | 0 | 0 | 0 | 0 | 0 | 0 | 0 | 0 | 0 | 125015 | 160185 | 18123 | 19136 | 150 | 6192 | 10435 | 1620 | 0 | 0 | 0 | 0 | 0 | 0 |  | 27 | 681
imports | IN | 0 | 0 | 0 | 0 | 0 | 0 | 0 | 0 | 0 | 0 | 0 | 0 | 0 | 0 | 0 | 11768 | 30498 | 79239 | 22719 | 6728 | 6480 | 752 | 32844 | 83632 | 45782 | 122740 | 14299 | 13009 | 73068
exports | IN | 0 | 0 | 0 | 0 | 0 | 0 | 0 | 0 | 0 | 0 | 0 | 0 | 810 | 0 | 0 | 887 | 0 | 101759 | 105268 | 37835 | 5114 | 4574 | 16294 | 23092 | 1361 | 5185 | 526 | 7 | 162
imports | IA | 0 | 0 | 0 | 0 | 0 | 0 | 0 | 165062 | 107888 | 68006 | 0 | 5145 | 0 | 0 | 6 | 2 | 0 | 0 | 0 | 0 | 0 | 0 | 0 | 0 | 0 | 0 |  | 0 | 0
exports | IA | 0 | 0 | 0 | 0 | 0 | 0 | 0 | 0 | 41264 | 40393 | 25 | 0 | 0 | 1319 | 621 | 820 | 73 | 9 | 0 | 0 | 0 | 90 | 82 | 0 | 0 | 0 |  | 0 | 0
imports | KS | 0 | 0 | 0 | 0 | 0 | 0 | 0 | 350 | 3700 | 875 | 0 | 0 | 0 | 0 | 0 | 0 | 0 | 300 | 0 | 0 | 0 | 0 | 0 | 0 | 0 | 0 |  | 84 | 0
exports | KS | 0 | 0 | 0 | 0 | 0 | 0 | 0 | 0 | 0 | 7750 | 0 | 0 | 0 | 0 | 206 | 253 | 0 | 0 | 0 | 114 | 0 | 0 | 0 | 0 | 0 | 0 |  | 0 | 0
imports | KY | 0 | 0 | 0 | 0 | 0 | 0 | 0 | 0 | 0 | 0 | 0 | 0 | 0 | 0 | 0 | 0 | 0 | 0 | 0 | 0 | 0 | 0 | 0 | 0 | 0 | 0 |  | 2156 | 5968
exports | KY | 0 | 0 | 0 | 0 | 0 | 0 | 0 | 0 | 0 | 0 | 0 | 0 | 0 | 0 | 0 | 250 | 0 | 0 | 0 | 0 | 0 | 0 | 0 | 0 | 0 | 0 |  | 7 | 167
imports | LA | 0 | 0 | 0 | 0 | 0 | 0 | 0 | 0 | 0 | 0 | 0 | 0 | 0 | 0 | 0 | 0 | 0 | 0 | 0 | 0 | 0 | 0 | 0 | 0 | 0 | 0 |  | 0 | 0
exports | LA | 0 | 0 | 0 | 0 | 0 | 0 | 0 | 0 | 0 | 0 | 0 | 0 | 0 | 0 | 0 | 0 | 0 | 0 | 0 | 0 | 0 | 0 | 0 | 0 | 0 | 0 |  | 0 | 0
imports | ME | 2338550 | 1880853 | 1875873 | 2091572 | 3179349 | 4622107 | 4326659 | 3441059 | 3956949 | 4436281 | 4236111 | 2901585 | 2277141 | 2675781 | 3921993 | 2536904 | 3774215 | 4262829 | 1743201 | 2604323 | 2840325 | 3238791 | 2665099 | 5099580 | 4703435 | 4999517 | 4983411 | 4464117 | 4348760
exports | ME | 114982 | 242418 | 318469 | 145241 | 44516 | 26445 | 30576 | 7744 | 15775 | 583136 | 381268 | 80562 | 192089 | 236444 | 124034 | 150974 | 591193 | 898282 | 624146 | 623965 | 993123 | 585508 | 620069 | 226742 | 190871 | 283445 | 38347 | 67532 | 104527
imports | MD | 0 | 0 | 0 | 0 | 0 | 0 | 0 | 0 | 0 | 0 | 0 | 37200 | 0 | 0 | 0 | 0 | 0 | 0 | 0 | 0 | 110803 | 204031 | 0 | 299623 | 181263 | 191659 | 116281 | 4224 | 16210
exports | MD | 0 | 0 | 0 | 0 | 0 | 0 | 0 | 0 | 0 | 0 | 0 | 0 | 0 | 0 | 0 | 0 | 0 | 0 | 0 | 0 | 0 | 0 | 0 | 722 | 1047 | 2075 | 377 | 18 | 455
imports | MA | 1921479 | 2280689 | 1659529 | 1839654 | 1533335 | 1790365 | 1591142 | 1863013 | 1765571 | 1934370 | 2143094 | 1136866 | 497377 | 274260 | 512147 | 2576734 | 696515 | 934812 | 4177025 | 4911406 | 3714165 | 4436435 | 1073224 | 1247468 | 1422472 | 1338101 | 1011666 | 144332 | 980269
exports | MA | 0 | 0 | 0 | 0 | 0 | 0 | 0 | 0 | 6239 | 21 | 363600 | 0 | 0 | 61456 | 31952 | 332489 | 116341 | 201203 | 328490 | 338502 | 326413 | 10669 | 80446 | 2332 | 3041 | 7650 | 590 | 0 | 122
imports | MI | 39599 | 107629 | 83476 | 2419866 | 6910227 | 5800588 | 2125829 | 3384292 | 2027472 | 889216 | 1328760 | 74012 | 240232 | 1253352 | 2054387 | 1681055 | 357046 | 1681860 | 6305172 | 7576434 | 6117627 | 4525243 | 4572066 | 6032954 | 6175525 | 8481253 | 7837006 | 5734967 | 6540049
exports | MI | 10957882 | 553719 | 314833 | 28736 | 1172 | 40982 | 219123 | 2004494 | 3561049 | 1108301 | 1656102 | 2175612 | 2474343 | 4817768 | 5258329 | 4411246 | 2473613 | 2887818 | 4000591 | 1939287 | 2553774 | 456671 | 302005 | 214848 | 331263 | 190098 | 30268 | 29468 | 53295
imports | MN | 1741988 | 3120975 | 5470476 | 6710873 | 7855537 | 8588933 | 9092663 | 10009187 | 8953887 | 7100775 | 8516659 | 8870551 | 6605476 | 3851747 | 6152064 | 10139716 | 11216008 | 10150078 | 8777719 | 8286936 | 7782739 | 7954186 | 6973759 | 8179786 | 7189258 | 8037772 | 8510632 | 7263647 | 4200623
exports | MN | 1014279 | 268655 | 45502 | 479646 | 112872 | 147962 | 255240 | 119906 | 1017758 | 1103213 | 624792 | 600755 | 2431052 | 6363046 | 3541895 | 2328373 | 3290575 | 3288985 | 1010032 | 494647 | 676451 | 244287 | 459296 | 262439 | 441090 | 117170 | 33839 | 65379 | 348942
imports | MS | 0 | 0 | 0 | 0 | 0 | 0 | 0 | 0 | 0 | 0 | 0 | 0 | 0 | 0 | 0 | 0 | 0 | 0 | 0 | 0 | 0 | 0 | 0 | 0 | 0 | 0 |  | 0 | 0
exports | MS | 0 | 0 | 0 | 0 | 0 | 0 | 0 | 0 | 0 | 0 | 0 | 0 | 0 | 0 | 0 | 0 | 0 | 0 | 0 | 0 | 0 | 0 | 0 | 0 | 0 | 0 |  | 0 | 0
imports | MO | 0 | 0 | 0 | 0 | 0 | 450 | 0 | 1160 | 599 | 3559 | 0 | 0 | 136 | 0 | 0 | 12308 | 2975 | 834 | 208971 | 669248 | 3622 | 11641 | 11573 | 1787 | 0 | 0 |  | 0 | 0
exports | MO | 0 | 0 | 0 | 0 | 0 | 0 | 0 | 0 | 314 | 122 | 0 | 0 | 136 | 208 | 6276 | 2087 | 10 | 300 | 15400 | 10786 | 2360 | 201 | 1197 | 0 | 0 | 0 |  | 0 | 0
imports | MT | 47054 | 25432 | 17091 | 3040 | 0 | 0 | 38140 | 14176 | 26840 | 18826 | 257 | 0 | 52103 | 11070 | 40136 | 109021 | 85520 | 94523 | 241397 | 215729 | 250017 | 41278 | 168522 | 58392 | 82559 | 136441 | 167205 | 262928 | 55597
exports | MT | 168 | 196 | 229 | 329 | 181 | 397 | 205 | 3186 | 4153 | 35360 | 3191 | 55 | 0 | 1001 | 76247 | 99607 | 299130 | 148774 | 489023 | 503871 | 625508 | 410037 | 343536 | 405966 | 1061102 | 310843 | 42794 | 71574 | 548897
imports | NE | 0 | 0 | 0 | 0 | 0 | 0 | 0 | 608 | 29602 | 26729 | 0 | 0 | 0 | 2402 | 0 | 306 | 10 | 9762 | 257 | 0 | 0 | 0 | 0 | 0 | 860 | 0 | 12 | 5351 | 12226
exports | NE | 0 | 0 | 0 | 0 | 0 | 0 | 0 | 0 | 77840 | 68382 | 0 | 0 | 0 | 0 | 2575 | 4443 | 1288 | 611 | 149 | 13 | 0 | 0 | 0 | 0 | 1074 | 0 | 14 | 813 | 47791
imports | NV | 2047 | 7950 | 2327 | 1049 | 6850 | 0 | 0 | 0 | 0 | 0 | 0 | 0 | 84752 | 220896 | 202963 | 288121 | 157397 | 343517 | 102322 | 37203 | 38246 | 179888 | 145291 | 16694 | 40345 | 10571 | 45402 | 45348 | 46320
exports | NV | 0 | 0 | 0 | 0 | 0 | 0 | 0 | 0 | 0 | 0 | 0 | 0 | 0 | 0 | 14948 | 42720 | 66846 | 43112 | 66761 | 71843 | 37613 | 8983 | 2254 | 3347 | 766 | 0 | 107 | 303 | 8694
imports | NH | 36705 | 537160 | 902319 | 1075758 | 1179296 | 1276159 | 1325287 | 1699344 | 1765571 | 1934370 | 1947179 | 765675 | 325649 | 200326 | 452135 | 576284 | 583207 | 793806 | 938788 | 1101863 | 698324 | 854662 | 0 | 216505 | 250209 | 233409 | 205898 | 138381 | 203180
exports | NH | 0 | 0 | 0 | 0 | 0 | 0 | 0 | 0 | 6239 | 21 | 362070 | 0 | 0 | 53453 | 28212 | 75140 | 105993 | 174225 | 74429 | 71136 | 60082 | 873 | 0 | 182 | 94 | 0 | 2 | 0 | 2
imports | NJ | 0 | 0 | 0 | 0 | 0 | 0 | 0 | 0 | 0 | 0 | 0 | 0 | 0 | 0 | 0 | 0 | 0 | 0 | 0 | 0 | 134281 | 246570 | 0 | 361305 | 234419 | 234185 | 142825 | 782 | 22881
exports | NJ | 0 | 0 | 0 | 0 | 0 | 0 | 0 | 0 | 0 | 0 | 0 | 0 | 0 | 0 | 400 | 0 | 0 | 0 | 0 | 0 | 0 | 0 | 0 | 871 | 1253 | 2536 | 463 | 22 | 555
imports | NM | 0 | 0 | 0 | 0 | 0 | 0 | 0 | 0 | 0 | 0 | 30 | 0 | 15310 | 22999 | 78790 | 82323 | 30451 | 36836 | 39073 | 27173 | 41257 | 44754 | 30238 | 22510 | 29221 | 12242 | 10772 | 7495 | 4043
exports | NM | 0 | 0 | 0 | 0 | 0 | 0 | 0 | 0 | 0 | 0 | 0 | 0 | 0 | 0 | 22224 | 97762 | 64851 | 61505 | 118004 | 115399 | 64173 | 17363 | 9508 | 3274 | 7732 | 1356 | 553 | 96 | 1060
imports | NY | 3802493 | 3258823 | 3530110 | 5768216 | 12971432 | 9001949 | 7510801 | 3044692 | 2499796 | 3169897 | 10663363 | 11845026 | 14075278 | 9999750 | 9458010 | 10717104 | 12495426 | 14365902 | 16677608 | 11254402 | 9373320 | 12089331 | 16890009 | 18707621 | 17133060 | 17790977 | 18032802 | 16495392 | 15692642
exports | NY | 3090232 | 201721 | 477073 | 221849 | 189651 | 103028 | 462109 | 1495074 | 1673523 | 2192729 | 1999799 | 4082600 | 3111262 | 4510693 | 4264422 | 3436504 | 2509908 | 3078192 | 3361222 | 1458858 | 2343356 | 1637113 | 360868 | 712633 | 1029534 | 495020 | 86999 | 46579 | 138183
imports | NC | 0 | 0 | 0 | 0 | 0 | 0 | 0 | 0 | 0 | 0 | 0 | 0 | 0 | 0 | 0 | 0 | 0 | 0 | 0 | 0 | 0 | 0 | 0 | 0 | 0 | 0 |  | 1074 | 1503
exports | NC | 0 | 0 | 0 | 0 | 0 | 0 | 0 | 0 | 0 | 0 | 0 | 0 | 0 | 0 | 0 | 0 | 0 | 0 | 0 | 0 | 0 | 0 | 0 | 0 | 0 | 0 |  | 2 | 42
imports | ND | 250169 | 253543 | 682162 | 1299788 | 1095448 | 785391 | 927231 | 270465 | 223791 | 181152 | 1436356 | 1510173 | 1413538 | 1250828 | 1512986 | 2161882 | 2007731 | 1657277 | 1413663 | 1349491 | 1597498 | 1672455 | 1557467 | 1960950 | 1868678 | 2017638 | 2075864 | 2159656 | 1163652
exports | ND | 229869 | 90457 | 7275 | 232400 | 123948 | 54371 | 59628 | 152158 | 424064 | 341256 | 789690 | 940294 | 1238190 | 1664421 | 1408681 | 459499 | 1251350 | 327772 | 605996 | 609514 | 477869 | 380781 | 216715 | 127490 | 157814 | 35718 | 9864 | 24563 | 149736
imports | OH | 0 | 0 | 0 | 0 | 0 | 0 | 0 | 0 | 0 | 0 | 0 | 0 | 110 | 2057 | 2828 | 48807 | 844370 | 361048 | 0 | 3972 | 0 | 0 | 0 | 0 | 0 | 0 | 1846 | 17466 | 82261
exports | OH | 0 | 0 | 0 | 0 | 0 | 0 | 0 | 0 | 0 | 0 | 0 | 0 | 3902 | 13740 | 67940 | 396514 | 225034 | 55197 | 0 | 0 | 0 | 0 | 0 | 0 | 0 | 0 |  | 45 | 1119
imports | OK | 0 | 0 | 0 | 0 | 0 | 0 | 0 | 0 | 0 | 0 | 0 | 0 | 0 | 0 | 0 | 0 | 0 | 0 | 0 | 0 | 0 | 0 | 0 | 0 | 0 | 0 |  | 0 | 0
exports | OK | 0 | 0 | 0 | 0 | 0 | 0 | 0 | 0 | 0 | 0 | 0 | 0 | 0 | 0 | 450 | 342 | 0 | 0 | 0 | 0 | 0 | 0 | 0 | 0 | 0 | 0 |  | 0 | 0
imports | OR | 852459 | 1322963 | 870479 | 1081483 | 1066362 | 827764 | 2773722 | 772502 | 704403 | 477320 | 180363 | 150777 | 1477034 | 284379 | 2522683 | 521488 | 456148 | 1441177 | 596545 | 761137 | 434687 | 705598 | 921763 | 375509 | 361403 | 2369684 | 956379 | 1129572 | 544195
exports | OR | 0 | 0 | 0 | 0 | 0 | 0 | 0 | 0 | 113109 | 167483 | 27013 | 11171 | 8671 | 6145 | 77434 | 445386 | 470073 | 207157 | 272439 | 472199 | 215906 | 422084 | 455353 | 316652 | 206281 | 282239 | 128991 | 104848 | 109987
imports | PA | 0 | 0 | 0 | 0 | 141341 | 22625 | 207183 | 113818 | 10965 | 13350 | 0 | 0 | 380 | 17906 | 86274 | 30410 | 31796 | 157589 | 888943 | 616423 | 768676 | 666640 | 1360342 | 1141975 | 577901 | 566656 | 314066 | 33402 | 56343
exports | PA | 0 | 0 | 0 | 0 | 0 | 6900 | 7850 | 500 | 174823 | 29760 | 0 | 0 | 96160 | 102811 | 262799 | 316538 | 126611 | 95607 | 356263 | 445954 | 347966 | 231396 | 20874 | 33312 | 23640 | 30907 | 4943 | 1047 | 12341
imports | RI | 36686 | 537158 | 902319 | 1075758 | 1179296 | 1276159 | 1325287 | 1699344 | 1765571 | 1934370 | 1947179 | 765675 | 325649 | 144186 | 321929 | 407347 | 408691 | 556271 | 654095 | 786718 | 500124 | 608045 | 0 | 152551 | 174739 | 162651 | 142067 | 196271 | 139484
exports | RI | 0 | 0 | 0 | 0 | 0 | 0 | 0 | 0 | 6239 | 21 | 362070 | 0 | 0 | 38473 | 20087 | 53112 | 89064 | 138146 | 51858 | 50790 | 43030 | 621 | 0 | 128 | 65 | 0 | 1 | 0 | 1
imports | SC | 0 | 0 | 0 | 0 | 0 | 0 | 0 | 0 | 0 | 0 | 0 | 0 | 0 | 0 | 0 | 0 | 0 | 0 | 0 | 0 | 0 | 0 | 0 | 0 | 0 | 0 |  | 0 | 0
exports | SC | 0 | 0 | 0 | 0 | 0 | 0 | 0 | 0 | 0 | 0 | 0 | 0 | 0 | 0 | 0 | 0 | 0 | 0 | 0 | 0 | 0 | 0 | 0 | 0 | 0 | 0 |  | 0 | 0
imports | SD | 0 | 0 | 0 | 0 | 0 | 0 | 0 | 78462 | 22372 | 271124 | 12872 | 34 | 363 | 0 | 0 | 0 | 0 | 0 | 0 | 264 | 0 | 6 | 0 | 0 | 0 | 0 |  | 0 | 0
exports | SD | 0 | 0 | 0 | 0 | 0 | 0 | 0 | 325 | 52309 | 44132 | 0 | 0 | 0 | 0 | 841 | 150 | 0 | 35 | 0 | 0 | 0 | 0 | 0 | 0 | 0 | 0 |  | 0 | 0
imports | TN | 0 | 0 | 0 | 0 | 0 | 0 | 0 | 0 | 0 | 0 | 0 | 0 | 0 | 1 | 2 | 0 | 0 | 0 | 0 | 0 | 0 | 0 | 0 | 0 | 0 | 0 |  | 21771 | 0
exports | TN | 0 | 0 | 0 | 0 | 0 | 0 | 0 | 0 | 0 | 0 | 0 | 0 | 0 | 0 | 0 | 0 | 0 | 0 | 0 | 0 | 0 | 0 | 0 | 0 | 0 | 0 |  | 1 | 0
imports | TX | 1121 | 14 | 0 | 14 | 70 | 0 | 5566 | 526185 | 738369 | 204117 | 2388 | 3604 | 80264 | 79584 | 78997 | 78097 | 79523 | 160306 | 960994 | 447308 | 298492 | 82256 | 81839 | 9046 | 12888 | 0 |  | 9553 | 5832178
exports | TX | 64596 | 446823 | 0 | 801040 | 964770 | 925370 | 1029628 | 1103530 | 4625 | 19575 | 18598 | 2839 | 299155 | 296621 | 294683 | 294462 | 291883 | 402393 | 1012880 | 337146 | 310478 | 306668 | 305030 | 678304 | 437364 | 252888 | 1948376 | 5600678 | 1163819
imports | UT | 0 | 0 | 0 | 0 | 0 | 0 | 0 | 28480 | 1544 | 0 | 0 | 0 | 8800 | 5762 | 14851 | 41018 | 15238 | 21527 | 12346 | 8238 | 17434 | 11280 | 11575 | 0 | 29087 | 16351 | 10466 | 8465 | 39595
exports | UT | 0 | 0 | 0 | 0 | 0 | 0 | 0 | 0 | 0 | 0 | 0 | 0 | 0 | 0 | 0 | 824 | 814 | 37666 | 54552 | 43030 | 12988 | 1265 | 1858 | 17689 | 27779 | 934 | 36 | 13 | 955
imports | VT | 1808826 | 2031891 | 2741116 | 3099617 | 3486657 | 4393837 | 3804746 | 4093278 | 3927660 | 7837392 | 4279526 | 2999082 | 2433433 | 1941502 | 1952104 | 2159606 | 2508934 | 2610161 | 2534008 | 2604760 | 2458432 | 2524030 | 11514688 | 11742473 | 11181948 | 10804451 | 8961559 | 10345461 | 9726362
exports | VT | 98793 | 327830 | 669689 | 499835 | 443336 | 439703 | 287925 | 119741 | 66924 | 165078 | 362070 | 0 | 0 | 25615 | 14402 | 38272 | 80066 | 117140 | 40650 | 41271 | 32247 | 2161 | 15700 | 3704 | 25398 | 13235 | 6937 | 9496 | 6440
imports | VA | 0 | 0 | 0 | 0 | 0 | 0 | 0 | 0 | 0 | 0 | 0 | 0 | 375 | 16 | 0 | 0 | 0 | 0 | 0 | 0 | 0 | 0 | 0 | 0 | 0 | 0 |  | 28220 | 30492
exports | VA | 0 | 0 | 0 | 0 | 0 | 0 | 0 | 0 | 0 | 0 | 0 | 0 | 0 | 0 | 0 | 0 | 0 | 0 | 0 | 0 | 0 | 0 | 0 | 0 | 0 | 0 |  | 34 | 856
imports | WA | 280050 | 2617362 | 6245029 | 1801202 | 2822891 | 883468 | 5270168 | 7198952 | 6868703 | 8833922 | 4257197 | 3152421 | 4361543 | 3445319 | 2228741 | 2532518 | 2429604 | 3622104 | 2973166 | 3150023 | 2211420 | 3045037 | 2246709 | 1889261 | 1687101 | 3618887 | 1514335 | 1814257 | 1435330
exports | WA | 36917 | 2955 | 2623 | 1083688 | 25538 | 1648456 | 663705 | 3567105 | 4401860 | 7025492 | 5390058 | 8209880 | 5548924 | 5401791 | 7076947 | 5537369 | 11086396 | 6880724 | 10246628 | 9328182 | 9164045 | 9805972 | 8420115 | 8220860 | 9226485 | 6929097 | 2292801 | 2883609 | 5447095
imports | WV | 0 | 0 | 0 | 0 | 0 | 0 | 0 | 0 | 0 | 0 | 0 | 0 | 0 | 0 | 0 | 0 | 0 | 0 | 0 | 0 | 0 | 0 | 0 | 0 | 0 | 0 |  | 397 | 8784
exports | WV | 0 | 0 | 0 | 0 | 0 | 0 | 0 | 0 | 0 | 0 | 0 | 0 | 0 | 0 | 0 | 0 | 0 | 0 | 0 | 0 | 0 | 0 | 0 | 0 | 0 | 0 |  | 10 | 246
imports | WI | 0 | 0 | 0 | 0 | 0 | 0 | 163471 | 878428 | 840008 | 402581 | 0 | 0 | 0 | 920 | 0 | 68 | 34 | 80 | 0 | 0 | 0 | 0 | 0 | 0 | 0 | 0 |  | 0 | 0
exports | WI | 0 | 0 | 0 | 0 | 0 | 0 | 0 | 0 | 33488 | 3248 | 0 | 0 | 0 | 0 | 0 | 0 | 0 | 0 | 30 | 0 | 0 | 0 | 0 | 0 | 0 | 0 |  | 0 | 0
imports | WY | 0 | 0 | 0 | 0 | 0 | 0 | 0 | 0 | 0 | 0 | 0 | 0 | 21187 | 28651 | 19081 | 47611 | 27593 | 32295 | 22734 | 8946 | 7394 | 11016 | 532 | 3528 | 12083 | 3154 | 338 | 521 | 1437
exports | WY | 0 | 0 | 0 | 0 | 0 | 0 | 0 | 0 | 0 | 0 | 0 | 0 | 0 | 0 | 75296 | 145487 | 74760 | 86976 | 64473 | 45275 | 33049 | 9425 | 3639 | 5343 | 16624 | 963 | 128 | 103 | 4638

## ReEDs Generation Data (hidden)
BAU: Generation MWh (NREL REEDs Database) | [17 empty] | Key
| State | Generation | Tech | Tech grouped | 2018 | 2019 | 2020 | 2021 | 2022 | 2023 | 2024 | 2025 | 2026 | 2027 | 2028 | 2029 | 2030 | Biopower | biomass
| AL | Generation | Biopower | biomass | 0 | 0 | 0 | 0 | 0 | 0 | 0 | 0 | 0 | 0 | 0 | 0 | 0 | Coal | hard coal
| AL | Generation | Coal | hard coal | 27571631.64 | 23906449.33 | 20241267.02 | 23171449.515 | 26101632.01 | 28733311.65 | 31364991.29 | 31251500.02 | 31138008.75 | 31226673.805 | 31315338.86 | 31610498.33 | 31905657.8 | CSP | solar thermal
| AL | Generation | CSP | solar thermal | 0 | 0 | 0 | 0 | 0 | 0 | 0 | 0 | 0 | 0 | 0 | 0 | 0 | Geothermal | geothermal
| AL | Generation | Geothermal | geothermal | 0 | 0 | 0 | 0 | 0 | 0 | 0 | 0 | 0 | 0 | 0 | 0 | 0 | Hydro | hydro
| AL | Generation | Hydro | hydro | 7603515.339 | 7761858.655 | 7920201.971 | 7921408.1365 | 7922614.302 | 7921666.6365 | 7920718.971 | 7925390.243 | 7930061.515 | 7937804.066 | 7945546.617 | 7945546.617 | 7945546.617 | Land-based Wind | onshore wind
| AL | Generation | Imports | hydro | 0 | 0 | 0 | 0 | 0 | 0 | 0 | 0 | 0 | 0 | 0 | 0 | 0 | NG-CC | natural gas nonpeaker
| AL | Generation | Land-based Wind | onshore wind | 0 | 0 | 0 | 0 | 0 | 0 | 0 | 0 | 0 | 0 | 0 | 0 | 0 | NG-CT | natural gas peaker
| AL | Generation | NG-CC | natural gas nonpeaker | 66481137.86 | 66267974.765 | 66054811.67 | 63295463.475 | 60536115.28 | 52958069.83 | 45380024.38 | 42761968.73 | 40143913.08 | 40327782.18 | 40511651.28 | 39913149.49 | 39314647.7 | Nuclear | nuclear
| AL | Generation | NG-CT | natural gas peaker | 117437.5642 | 100331.7821 | 83226 | 83226 | 83226 | 83226 | 83226 | 83226 | 83226 | 83226 | 83226 | 83226 | 83226 | Offshore Wind | offshore wind
| AL | Generation | Nuclear | nuclear | 40002947.8 | 41840882.62 | 43678817.44 | 43678817.44 | 43678817.44 | 43678817.44 | 43678817.44 | 43678817.44 | 43678817.44 | 43678817.44 | 43678817.44 | 43678817.44 | 43678817.44 | Oil-Gas-Steam | crude oil
| AL | Generation | Offshore Wind | offshore wind | 0 | 0 | 0 | 0 | 0 | 0 | 0 | 0 | 0 | 0 | 0 | 0 | 0 | Rooftop PV | solar PV
| AL | Generation | Oil-Gas-Steam | crude oil | 29292.073 | 29292.073 | 29292.073 | 29292.073 | 29292.073 | 29292.073 | 29292.073 | 29292.073 | 29292.073 | 29292.073 | 29292.073 | 29292.073 | 29292.073 | Storage | storage
| AL | Generation | Rooftop PV | solar PV | 28292.6934 | 37801.9434 | 47311.1934 | 56599.0133 | 65886.8333 | 84018.9044 | 102150.9755 | 148517.337 | 194883.6985 | 289879.8531 | 384876.0076 | 581738.8727 | 778601.7379 | Utility PV | solar PV
| AL | Generation | Storage | storage | 0 | 0 | 0 | 0 | 0 | 0 | 0 | 0 | 0 | 0 | 0 | 0 | 0
| AL | Generation | Utility PV | solar PV | 413448.6456 | 413448.6456 | 413448.6456 | 413448.6456 | 413448.6456 | 411394.9616 | 409341.2775 | 407295.8386 | 405250.3997 | 403226.1214 | 401201.8432 | 399198.5203 | 397195.1974
| AR | Generation | Biopower | biomass | 0 | 0 | 0 | 0 | 0 | 0 | 0 | 0 | 0 | 0 | 0 | 0 | 0
| AR | Generation | Coal | hard coal | 18240872.45 | 17603596.125 | 16966319.8 | 16631844.345 | 16297368.89 | 16804351.89 | 17311334.89 | 16620285.39 | 15929235.89 | 15508876.31 | 15088516.73 | 15091562.18 | 15094607.63
| AR | Generation | CSP | solar thermal | 0 | 0 | 0 | 0 | 0 | 0 | 0 | 0 | 0 | 0 | 0 | 0 | 0
| AR | Generation | Geothermal | geothermal | 0 | 0 | 0 | 0 | 0 | 0 | 0 | 0 | 0 | 0 | 0 | 0 | 0
| AR | Generation | Hydro | hydro | 2836437.051 | 2838657.263 | 2840877.475 | 2839965.293 | 2839053.111 | 2839410.668 | 2839768.225 | 2841065.3425 | 2842362.46 | 2842362.46 | 2842362.46 | 2843469.4185 | 2844576.377
| AR | Generation | Imports | hydro | 0 | 0 | 0 | 0 | 0 | 0 | 0 | 0 | 0 | 0 | 0 | 0 | 0
| AR | Generation | Land-based Wind | onshore wind | 0 | 0 | 0 | 0 | 0 | 0 | 0 | 0 | 0 | 0 | 0 | 0 | 0
| AR | Generation | NG-CC | natural gas nonpeaker | 24926682.13 | 22813937.45 | 20701192.77 | 19595205.465 | 18489218.16 | 14691630.52 | 10894042.88 | 15822378.49 | 20750714.1 | 20945736.76 | 21140759.42 | 20726581.41 | 20312403.4
| AR | Generation | NG-CT | natural gas peaker | 84789.2565 | 72388.7919 | 59988.3273 | 59565.0545 | 59141.7818 | 43189.6909 | 27237.6 | 27237.6 | 27237.6 | 27237.6 | 27237.6 | 27237.6 | 27237.6
| AR | Generation | Nuclear | nuclear | 14369883.51 | 14369883.51 | 14369883.51 | 14369883.51 | 14369883.51 | 14369883.51 | 14369883.51 | 14369883.51 | 14369883.51 | 14369883.51 | 14369883.51 | 14369883.51 | 14369883.51
| AR | Generation | Offshore Wind | offshore wind | 0 | 0 | 0 | 0 | 0 | 0 | 0 | 0 | 0 | 0 | 0 | 0 | 0
| AR | Generation | Oil-Gas-Steam | crude oil | 40276.6003 | 40276.6003 | 40276.6003 | 40276.6003 | 40276.6003 | 40276.6003 | 40276.6003 | 40276.6003 | 40276.6003 | 40276.6003 | 40276.6003 | 40276.6003 | 40276.6003
| AR | Generation | Rooftop PV | solar PV | 15986.7518 | 41676.1612 | 67365.5707 | 132982.2834 | 198598.996 | 327460.752 | 456322.508 | 526168.3706 | 596014.2333 | 677795.8304 | 759577.4275 | 840703.9433 | 921830.459
| AR | Generation | Storage | storage | 0 | 0 | 0 | 0 | 0 | 0 | 0 | 0 | 0 | 0 | 0 | 0 | 0
| AR | Generation | Utility PV | solar PV | 41272.1975 | 41297.5726 | 41322.9476 | 41316.5307 | 41310.1137 | 40928.3132 | 40546.5127 | 40063.4743 | 39580.4358 | 208918.561 | 378256.6862 | 375745.9465 | 373235.2069
| AZ | Generation | Biopower | biomass | 0 | 0 | 0 | 0 | 0 | 0 | 0 | 0 | 0 | 0 | 0 | 0 | 0
| AZ | Generation | Coal | hard coal | 31525601.05 | 28746545.95 | 25967490.85 | 25967490.85 | 25967490.85 | 25967490.85 | 25967490.85 | 25967490.85 | 25967490.85 | 25967490.85 | 25967490.85 | 25967490.85 | 25967490.85
| AZ | Generation | CSP | solar thermal | 1726239.389 | 1726239.389 | 1726239.389 | 1726239.389 | 1726239.389 | 1726239.389 | 1726239.389 | 1726239.389 | 1726239.389 | 1726239.389 | 1726239.389 | 1726239.389 | 1726239.389
| AZ | Generation | Geothermal | geothermal | 0 | 0 | 0 | 0 | 0 | 0 | 0 | 0 | 0 | 0 | 0 | 0 | 0
| AZ | Generation | Hydro | hydro | 6297927.986 | 7044364.596 | 7790801.206 | 7790801.206 | 7790801.206 | 7790801.206 | 7790801.206 | 7790801.206 | 7790801.206 | 7790801.206 | 7790801.206 | 7790801.206 | 7790801.206
| AZ | Generation | Imports | hydro | 0 | 0 | 0 | 0 | 0 | 0 | 0 | 0 | 0 | 0 | 0 | 0 | 0
| AZ | Generation | Land-based Wind | onshore wind | 720909.4952 | 721210.225 | 721510.9548 | 721216.5222 | 720922.0897 | 720491.1793 | 720060.2688 | 719106.7622 | 718153.2556 | 717087.5333 | 716021.811 | 714645.4659 | 713269.1209
| AZ | Generation | NG-CC | natural gas nonpeaker | 13193228.26 | 14763933.09 | 16334637.92 | 20893543.24 | 25452448.56 | 29077341.36 | 32702234.16 | 33493116.42 | 34283998.68 | 34503449.735 | 34722900.79 | 34587325.745 | 34451750.7
| AZ | Generation | NG-CT | natural gas peaker | 0 | 0 | 0 | 0 | 0 | 0 | 0 | 0 | 0 | 0 | 0 | 0 | 0
| AZ | Generation | Nuclear | nuclear | 31122362.95 | 31122362.95 | 31122362.95 | 31122362.95 | 31122362.95 | 31122362.95 | 31122362.95 | 31122362.95 | 31122362.95 | 31122362.95 | 31122362.95 | 31122362.95 | 31122362.95
| AZ | Generation | Offshore Wind | offshore wind | 0 | 0 | 0 | 0 | 0 | 0 | 0 | 0 | 0 | 0 | 0 | 0 | 0
| AZ | Generation | Oil-Gas-Steam | crude oil | 27461.3184 | 27461.3184 | 27461.3184 | 27461.3184 | 27461.3184 | 27461.3184 | 27461.3184 | 27461.3184 | 27461.3184 | 27461.3184 | 27461.3184 | 27461.3184 | 27461.3184
| AZ | Generation | Rooftop PV | solar PV | 2496573.531 | 2639864.8985 | 2783156.266 | 2877634.997 | 2972113.728 | 3057069.972 | 3142026.216 | 3252862.644 | 3363699.072 | 3507370.947 | 3651042.822 | 3793342.9255 | 3935643.029
| AZ | Generation | Storage | storage | 0 | 0 | 0 | 0 | 0 | 0 | 0 | 0 | 0 | 0 | 0 | 0 | 0
| AZ | Generation | Utility PV | solar PV | 5007038.198 | 5274025.603 | 5541013.008 | 5541277.926 | 5541542.844 | 5513887.063 | 5486231.282 | 5458873.709 | 5431516.136 | 5404013.4855 | 5376510.835 | 5348474.136 | 5320437.437
| CA | Generation | Biopower | biomass | 82384.5407 | 58471.3591 | 34558.1775 | 90931.619 | 147305.0606 | 407143.7195 | 666982.3785 | 1171250.7992 | 1675519.22 | 1926943.835 | 2178368.45 | 2478610.4495 | 2778852.449
| CA | Generation | Coal | hard coal | 0 | 0 | 0 | 0 | 0 | 0 | 0 | 0 | 0 | 0 | 0 | 0 | 0
| CA | Generation | CSP | solar thermal | 0 | 0 | 0 | 0 | 0 | 0 | 0 | 0 | 0 | 0 | 0 | 3383654.3685 | 6767308.737
| CA | Generation | Geothermal | geothermal | 13409370 | 13409370 | 13409370 | 13409370 | 13409370 | 13409370 | 13409370 | 13409370 | 13409370 | 13409370 | 13409370 | 13409370 | 13409370
| CA | Generation | Hydro | hydro | 29542223.74 | 30389293.16 | 31236362.58 | 31313029.39 | 31389696.2 | 31746430.205 | 32103164.21 | 32103164.21 | 32103164.21 | 32270354.45 | 32437544.69 | 32483475.045 | 32529405.4
| CA | Generation | Imports | hydro | 0 | 0 | 0 | 0 | 0 | 0 | 0 | 0 | 0 | 0 | 0 | 0 | 0
| CA | Generation | Land-based Wind | onshore wind | 12814836.25 | 12695852.435 | 12576868.62 | 12632259.815 | 12687651.01 | 13137888.14 | 13588125.27 | 14345220.915 | 15102316.56 | 17468839.025 | 19835361.49 | 21583299.435 | 23331237.38
| CA | Generation | NG-CC | natural gas nonpeaker | 116698409.9 | 114699878.8 | 112701347.7 | 102202762.43 | 91704177.16 | 85446691.175 | 79189205.19 | 76555116.87 | 73921028.55 | 66636575.16 | 59352121.77 | 53699547.29 | 48046972.81
| CA | Generation | NG-CT | natural gas peaker | 0 | 0 | 0 | 0 | 0 | 0 | 0 | 0 | 0 | 0 | 0 | 0 | 0
| CA | Generation | Nuclear | nuclear | 17707415.04 | 17707415.04 | 17707415.04 | 17707415.04 | 17707415.04 | 13272656.184 | 8837897.328 | 4418948.664 | 0 | 0 | 0 | 0 | 0
| CA | Generation | Offshore Wind | offshore wind | 0 | 0 | 0 | 0 | 0 | 0 | 0 | 0 | 0 | 0 | 0 | 0 | 0
| CA | Generation | Oil-Gas-Steam | crude oil | 1212417.207 | 1205780.722 | 1199144.237 | 1199144.237 | 1199144.237 | 1199144.237 | 1199144.237 | 1199144.237 | 1199144.237 | 1199144.237 | 1199144.237 | 1199144.237 | 1199144.237
| CA | Generation | Rooftop PV | solar PV | 15677979.57 | 17077831.95 | 18477684.33 | 18671771.32 | 18865858.31 | 19028595.78 | 19191333.25 | 19418627.065 | 19645920.88 | 19922441.44 | 20198962 | 20558271.125 | 20917580.25
| CA | Generation | Storage | storage | 0 | 0 | 0 | 0 | 0 | 0 | 0 | 0 | 0 | 0 | 0 | 0 | 0
| CA | Generation | Utility PV | solar PV | 29102675.51 | 32136442.89 | 35170210.27 | 35168180.76 | 35166151.25 | 43120522.63 | 51074894.01 | 60134950.37 | 69195006.73 | 72354895.525 | 75514784.32 | 76126987.295 | 76739190.27
| CO | Generation | Biopower | biomass | 0 | 0 | 0 | 0 | 0 | 0 | 0 | 0 | 0 | 0 | 0 | 0 | 0
| CO | Generation | Coal | hard coal | 31533627.25 | 31659244.265 | 31784861.28 | 30828925.45 | 29872989.62 | 28287075.51 | 26701161.4 | 25467839.085 | 24234516.77 | 24230319.425 | 24226122.08 | 24073863.42 | 23921604.76
| CO | Generation | CSP | solar thermal | 0 | 0 | 0 | 0 | 0 | 0 | 0 | 0 | 0 | 0 | 0 | 0 | 0
| CO | Generation | Geothermal | geothermal | 0 | 0 | 0 | 0 | 0 | 0 | 0 | 0 | 0 | 0 | 0 | 0 | 0
| CO | Generation | Hydro | hydro | 1597761.676 | 1597761.676 | 1597761.676 | 1597761.676 | 1597761.676 | 1597761.676 | 1597761.676 | 1597761.676 | 1597761.676 | 1597761.676 | 1597761.676 | 1597761.676 | 1597761.676
| CO | Generation | Imports | hydro | 0 | 0 | 0 | 0 | 0 | 0 | 0 | 0 | 0 | 0 | 0 | 0 | 0
| CO | Generation | Land-based Wind | onshore wind | 10913092.89 | 11288181.16 | 11663269.43 | 11662999.375 | 11662729.32 | 11822052.01 | 11981374.7 | 13524487.615 | 15067600.53 | 15555734.705 | 16043868.88 | 17650073.055 | 19256277.23
| CO | Generation | NG-CC | natural gas nonpeaker | 7855794.083 | 7374173.014 | 6892551.945 | 6144985.9325 | 5397419.92 | 5229879.0235 | 5062338.127 | 4866152.9525 | 4669967.778 | 4396164.062 | 4122360.346 | 3806227.8245 | 3490095.303
| CO | Generation | NG-CT | natural gas peaker | 0 | 0 | 0 | 0 | 0 | 0 | 0 | 4251.5225 | 8503.0449 | 4251.5225 | 0 | 0 | 0
| CO | Generation | Nuclear | nuclear | 0 | 0 | 0 | 0 | 0 | 0 | 0 | 0 | 0 | 0 | 0 | 0 | 0
| CO | Generation | Offshore Wind | offshore wind | 0 | 0 | 0 | 0 | 0 | 0 | 0 | 0 | 0 | 0 | 0 | 0 | 0
| CO | Generation | Oil-Gas-Steam | crude oil | 28834.3843 | 28834.3843 | 28834.3843 | 28834.3843 | 28834.3843 | 28834.3843 | 28834.3843 | 28834.3843 | 28834.3843 | 28834.3843 | 28834.3843 | 28834.3843 | 28834.3843
| CO | Generation | Rooftop PV | solar PV | 903079.9742 | 978405.1646 | 1053730.355 | 1128218.3285 | 1202706.302 | 1283086.5465 | 1363466.791 | 1463885.936 | 1564305.081 | 1687979.134 | 1811653.187 | 1955908.2825 | 2100163.378
| CO | Generation | Storage | storage | 0 | 0 | 0 | 0 | 0 | 0 | 0 | 0 | 0 | 0 | 0 | 0 | 0
| CO | Generation | Utility PV | solar PV | 1243975.716 | 1248845.032 | 1253714.348 | 1253714.348 | 1253714.348 | 1954198.394 | 2654682.44 | 2641415.6965 | 2628148.953 | 3710691.762 | 4793234.571 | 4769351.4985 | 4745468.426
| CT | Generation | Biopower | biomass | 4950.6889 | 27281.3437 | 49611.9986 | 27281.3437 | 4950.6889 | 4950.6889 | 4950.6889 | 4950.6889 | 4950.6889 | 4950.6889 | 4950.6889 | 4950.6889 | 4950.6889
| CT | Generation | Coal | hard coal | 0 | 0 | 0 | 0 | 0 | 0 | 0 | 0 | 0 | 0 | 0 | 0 | 0
| CT | Generation | CSP | solar thermal | 0 | 0 | 0 | 0 | 0 | 0 | 0 | 0 | 0 | 0 | 0 | 0 | 0
| CT | Generation | Geothermal | geothermal | 0 | 0 | 0 | 0 | 0 | 0 | 0 | 0 | 0 | 0 | 0 | 0 | 0
| CT | Generation | Hydro | hydro | 440110.6601 | 448826.3897 | 457542.1194 | 457542.1194 | 457542.1194 | 457542.1194 | 457542.1194 | 457542.1194 | 457542.1194 | 457542.1194 | 457542.1194 | 457542.1194 | 457542.1194
| CT | Generation | Imports | hydro | 0 | 0 | 0 | 0 | 0 | 0 | 0 | 0 | 0 | 0 | 0 | 0 | 0
| CT | Generation | Land-based Wind | onshore wind | 3454.4032 | 3454.4032 | 3454.4032 | 144672.5243 | 285890.6454 | 285890.6454 | 285890.6454 | 285890.6454 | 285890.6454 | 469224.3893 | 652558.1331 | 652554.9082 | 652551.6834
| CT | Generation | NG-CC | natural gas nonpeaker | 25331603.52 | 27609456.935 | 29887310.35 | 29887310.35 | 29887310.35 | 29613919.325 | 29340528.3 | 28596419.01 | 27852309.72 | 26796186.9 | 25740064.08 | 24032900.85 | 22325737.62
| CT | Generation | NG-CT | natural gas peaker | 42819.68 | 42819.68 | 42819.68 | 37158.76 | 31497.84 | 31497.84 | 31497.84 | 31497.84 | 31497.84 | 31497.84 | 31497.84 | 31497.84 | 31497.84
| CT | Generation | Nuclear | nuclear | 16504259.43 | 16504259.43 | 16504259.43 | 16504259.43 | 16504259.43 | 16504259.43 | 16504259.43 | 16504259.43 | 16504259.43 | 16504259.43 | 16504259.43 | 16504259.43 | 16504259.43
| CT | Generation | Offshore Wind | offshore wind | 0 | 0 | 0 | 0 | 0 | 571784.244 | 1143568.488 | 1143568.488 | 1143568.488 | 1143568.488 | 1143568.488 | 4010227.9535 | 6876887.419
| CT | Generation | Oil-Gas-Steam | crude oil | 756101.6333 | 756101.6333 | 756101.6333 | 756101.6333 | 756101.6333 | 756101.6333 | 756101.6333 | 756101.6333 | 756101.6333 | 756101.6333 | 756101.6333 | 756101.6333 | 756101.6333
| CT | Generation | Rooftop PV | solar PV | 639865.9082 | 703123.3407 | 766380.7732 | 825466.7996 | 884552.8259 | 903822.4637 | 923092.1014 | 946003.1868 | 968914.2723 | 995823.6276 | 1022732.983 | 1057372.6575 | 1092012.332
| CT | Generation | Storage | storage | 0 | 0 | 0 | 0 | 0 | 0 | 0 | 0 | 0 | 0 | 0 | 0 | 0
| CT | Generation | Utility PV | solar PV | 153417.7287 | 1122208.5184 | 2090999.308 | 2080930.711 | 2070862.114 | 2060513.281 | 2050164.448 | 2040011.973 | 2029859.498 | 2019714.806 | 2009570.114 | 1999530.0825 | 1989490.051
| DE | Generation | Biopower | biomass | 0 | 0 | 0 | 0 | 0 | 0 | 0 | 0 | 0 | 0 | 0 | 0 | 0
| DE | Generation | Coal | hard coal | 0 | 0 | 0 | 0 | 0 | 0 | 0 | 0 | 0 | 0 | 0 | 0 | 0
| DE | Generation | CSP | solar thermal | 0 | 0 | 0 | 0 | 0 | 0 | 0 | 0 | 0 | 0 | 0 | 0 | 0
| DE | Generation | Geothermal | geothermal | 0 | 0 | 0 | 0 | 0 | 0 | 0 | 0 | 0 | 0 | 0 | 0 | 0
| DE | Generation | Hydro | hydro | 0 | 0 | 0 | 0 | 0 | 0 | 0 | 0 | 0 | 0 | 0 | 0 | 0
| DE | Generation | Imports | hydro | 0 | 0 | 0 | 0 | 0 | 0 | 0 | 0 | 0 | 0 | 0 | 0 | 0
| DE | Generation | Land-based Wind | onshore wind | 0 | 0 | 0 | 0 | 0 | 0 | 0 | 359.4683 | 718.9366 | 718.9366 | 718.9366 | 718.9366 | 718.9366
| DE | Generation | NG-CC | natural gas nonpeaker | 8132806.104 | 8970849.097 | 9808892.09 | 8592483.844 | 7376075.598 | 6849145.894 | 6322216.19 | 6014378.789 | 5706541.388 | 5386670.209 | 5066799.03 | 4755840.614 | 4444882.198
| DE | Generation | NG-CT | natural gas peaker | 9125.76 | 8194.56 | 7263.36 | 7263.36 | 7263.36 | 7263.36 | 7263.36 | 7263.36 | 7263.36 | 7263.36 | 7263.36 | 7263.36 | 7263.36
| DE | Generation | Nuclear | nuclear | 0 | 0 | 0 | 0 | 0 | 0 | 0 | 0 | 0 | 0 | 0 | 0 | 0
| DE | Generation | Offshore Wind | offshore wind | 0 | 0 | 0 | 0 | 0 | 0 | 0 | 0 | 0 | 0 | 0 | 0 | 0
| DE | Generation | Oil-Gas-Steam | crude oil | 45768.864 | 45768.864 | 45768.864 | 45768.864 | 45768.864 | 45768.864 | 45768.864 | 45768.864 | 45768.864 | 45768.864 | 45768.864 | 45768.864 | 45768.864
| DE | Generation | Rooftop PV | solar PV | 123935.9001 | 135889.7899 | 147843.6796 | 157809.7269 | 167775.7743 | 176968.9582 | 186162.1422 | 197973.8036 | 209785.465 | 224840.2009 | 239894.9369 | 258512.0904 | 277129.2439
| DE | Generation | Storage | storage | 0 | 0 | 0 | 0 | 0 | 0 | 0 | 0 | 0 | 0 | 0 | 0 | 0
| DE | Generation | Utility PV | solar PV | 68120.4463 | 68122.0072 | 68123.5681 | 68123.4415 | 68123.3149 | 67783.5478 | 67443.7807 | 67107.0734 | 66770.366 | 66437.2177 | 66104.0693 | 65774.446 | 65444.8226
| FL | Generation | Biopower | biomass | 0 | 0 | 0 | 0 | 0 | 0 | 0 | 0 | 0 | 0 | 0 | 0 | 0
| FL | Generation | Coal | hard coal | 27188344.57 | 21801712.935 | 16415081.3 | 16520538.04 | 16625994.78 | 27025646.975 | 37425299.17 | 39484460.12 | 41543621.07 | 41844375.2 | 42145129.33 | 42378847.25 | 42612565.17
| FL | Generation | CSP | solar thermal | 0 | 0 | 0 | 0 | 0 | 0 | 0 | 0 | 0 | 0 | 0 | 0 | 0
| FL | Generation | Geothermal | geothermal | 0 | 0 | 0 | 0 | 0 | 0 | 0 | 0 | 0 | 0 | 0 | 0 | 0
| FL | Generation | Hydro | hydro | 183569.0452 | 189538.4446 | 195507.844 | 195507.844 | 195507.844 | 195507.844 | 195507.844 | 195507.844 | 195507.844 | 196117.0741 | 196726.3042 | 197060.6711 | 197395.0379
| FL | Generation | Imports | hydro | 0 | 0 | 0 | 0 | 0 | 0 | 0 | 0 | 0 | 0 | 0 | 0 | 0
| FL | Generation | Land-based Wind | onshore wind | 0 | 0 | 0 | 0 | 0 | 0 | 0 | 0 | 0 | 0 | 0 | 0 | 0
| FL | Generation | NG-CC | natural gas nonpeaker | 162568672.6 | 169700803.3 | 176832934 | 176009945.65 | 175186957.3 | 161323334.5 | 147459711.7 | 143809854.1 | 140159996.5 | 139597070.5 | 139034144.5 | 140401864.1 | 141769583.7
| FL | Generation | NG-CT | natural gas peaker | 614979.3495 | 560904.1062 | 506828.863 | 515040.1328 | 523251.4026 | 416869.0343 | 310486.666 | 265289.6186 | 220092.5711 | 219033.5455 | 217974.52 | 217974.52 | 217974.52
| FL | Generation | Nuclear | nuclear | 28237010.82 | 28237010.82 | 28237010.82 | 28237010.82 | 28237010.82 | 28237010.82 | 28237010.82 | 28237010.82 | 28237010.82 | 28237010.82 | 28237010.82 | 28237010.82 | 28237010.82
| FL | Generation | Offshore Wind | offshore wind | 0 | 0 | 0 | 0 | 0 | 0 | 0 | 0 | 0 | 0 | 0 | 0 | 0
| FL | Generation | Oil-Gas-Steam | crude oil | 2530560.491 | 2534222 | 2537883.509 | 2537883.509 | 2537883.509 | 2537883.509 | 2537883.509 | 2537883.509 | 2537883.509 | 2537883.509 | 2537883.509 | 2537883.509 | 2537883.509
| FL | Generation | Rooftop PV | solar PV | 509954.1805 | 795828.6077 | 1081703.035 | 1498498.621 | 1915294.207 | 2492209.967 | 3069125.727 | 3890053.481 | 4710981.235 | 5780233.969 | 6849486.703 | 8214668.662 | 9579850.621
| FL | Generation | Storage | storage | 0 | 0 | 0 | 0 | 0 | 0 | 0 | 0 | 0 | 0 | 0 | 0 | 0
| FL | Generation | Utility PV | solar PV | 3490186.488 | 3948412.816 | 4406639.144 | 4407271.588 | 4407904.032 | 6823416.528 | 9238929.024 | 10663127.532 | 12087326.04 | 13914934.88 | 15742543.72 | 15663858.185 | 15585172.65
| GA | Generation | Biopower | biomass | 0 | 0 | 0 | 0 | 0 | 0 | 0 | 0 | 0 | 0 | 0 | 0 | 0
| GA | Generation | Coal | hard coal | 49965594.65 | 48289167.685 | 46612740.72 | 38006720.115 | 29400699.51 | 39728383.415 | 50056067.32 | 53637370.94 | 57218674.56 | 56871074.29 | 56523474.02 | 57858559.5 | 59193644.98
| GA | Generation | CSP | solar thermal | 0 | 0 | 0 | 0 | 0 | 0 | 0 | 0 | 0 | 0 | 0 | 0 | 0
| GA | Generation | Geothermal | geothermal | 0 | 0 | 0 | 0 | 0 | 0 | 0 | 0 | 0 | 0 | 0 | 0 | 0
| GA | Generation | Hydro | hydro | 3124447.617 | 3139231.4415 | 3154015.266 | 3138364.677 | 3122714.088 | 3138364.677 | 3154015.266 | 3154015.266 | 3154015.266 | 3154015.266 | 3154015.266 | 3154015.266 | 3154015.266
| GA | Generation | Imports | hydro | 0 | 0 | 0 | 0 | 0 | 0 | 0 | 0 | 0 | 0 | 0 | 0 | 0
| GA | Generation | Land-based Wind | onshore wind | 0 | 0 | 0 | 0 | 0 | 0 | 0 | 0 | 0 | 0 | 0 | 0 | 0
| GA | Generation | NG-CC | natural gas nonpeaker | 60631512.51 | 60601648.83 | 60571785.15 | 59784864.265 | 58997943.38 | 52972016.175 | 46946088.97 | 45344709.325 | 43743329.68 | 43614328.655 | 43485327.63 | 41520822.33 | 39556317.03
| GA | Generation | NG-CT | natural gas peaker | 270579.56 | 270579.56 | 270579.56 | 270579.56 | 270579.56 | 270579.56 | 270579.56 | 270579.56 | 270579.56 | 267475.56 | 264371.56 | 264371.56 | 264371.56
| GA | Generation | Nuclear | nuclear | 32102594.86 | 32102594.86 | 32102594.86 | 40798200.46 | 49493806.06 | 49493806.06 | 49493806.06 | 49493806.06 | 49493806.06 | 49493806.06 | 49493806.06 | 49493806.06 | 49493806.06
| GA | Generation | Offshore Wind | offshore wind | 0 | 0 | 0 | 0 | 0 | 0 | 0 | 0 | 0 | 0 | 0 | 0 | 0
| GA | Generation | Oil-Gas-Steam | crude oil | 221063.6131 | 221063.6131 | 221063.6131 | 221063.6131 | 221063.6131 | 221063.6131 | 221063.6131 | 221063.6131 | 221063.6131 | 217402.104 | 213740.5949 | 213740.5949 | 213740.5949
| GA | Generation | Rooftop PV | solar PV | 66247.1001 | 77317.4879 | 88387.8757 | 97956.8228 | 107525.7698 | 118472.5096 | 129419.2494 | 144969.9365 | 160520.6237 | 181667.2689 | 202813.9141 | 231616.141 | 260418.3678
| GA | Generation | Storage | storage | 0 | 0 | 0 | 0 | 0 | 0 | 0 | 0 | 0 | 0 | 0 | 0 | 0
| GA | Generation | Utility PV | solar PV | 2226202.201 | 2750948.5015 | 3275694.802 | 3275166.8065 | 3274638.811 | 3258275.968 | 3241913.125 | 3225765.696 | 3209618.267 | 3193586.442 | 3177554.617 | 3713886.0055 | 4250217.394
| IA | Generation | Biopower | biomass | 0 | 0 | 0 | 0 | 0 | 0 | 0 | 0 | 0 | 193.2 | 386.4 | 585.6375 | 784.875
| IA | Generation | Coal | hard coal | 35554702.16 | 35451542.9 | 35348383.64 | 35710999.625 | 36073615.61 | 36205081.695 | 36336547.78 | 36256210.005 | 36175872.23 | 36047396.025 | 35918919.82 | 36048093.615 | 36177267.41
| IA | Generation | CSP | solar thermal | 0 | 0 | 0 | 0 | 0 | 0 | 0 | 0 | 0 | 0 | 0 | 0 | 0
| IA | Generation | Geothermal | geothermal | 0 | 0 | 0 | 0 | 0 | 0 | 0 | 0 | 0 | 0 | 0 | 0 | 0
| IA | Generation | Hydro | hydro | 1036995.532 | 1071125.313 | 1105255.094 | 1105255.094 | 1105255.094 | 1105255.094 | 1105255.094 | 1105255.094 | 1105255.094 | 1105255.094 | 1105255.094 | 1105255.094 | 1105255.094
| IA | Generation | Imports | hydro | 0 | 0 | 0 | 0 | 0 | 0 | 0 | 0 | 0 | 0 | 0 | 0 | 0
| IA | Generation | Land-based Wind | onshore wind | 22462898.48 | 25798462.42 | 29134026.36 | 29099464.09 | 29064901.82 | 29082099.52 | 29099297.22 | 29044763.45 | 28990229.68 | 28931464.315 | 28872698.95 | 28617780.955 | 28362862.96
| IA | Generation | NG-CC | natural gas nonpeaker | 6918451.205 | 6343783.4565 | 5769115.708 | 5868909.272 | 5968702.836 | 5389056.4735 | 4809410.111 | 4272543.731 | 3735677.351 | 3422495.597 | 3109313.843 | 2946753.368 | 2784192.893
| IA | Generation | NG-CT | natural gas peaker | 86389.7231 | 66868.6566 | 47347.5901 | 58264.3066 | 69181.0232 | 54469.6103 | 39758.1973 | 36609.5773 | 33460.9573 | 33460.9573 | 33460.9573 | 29142.1836 | 24823.4099
| IA | Generation | Nuclear | nuclear | 4754124.734 | 2377062.367 | 0 | 0 | 0 | 0 | 0 | 0 | 0 | 0 | 0 | 0 | 0
| IA | Generation | Offshore Wind | offshore wind | 0 | 0 | 0 | 0 | 0 | 0 | 0 | 0 | 0 | 0 | 0 | 0 | 0
| IA | Generation | Oil-Gas-Steam | crude oil | 73230.1824 | 73230.1824 | 73230.1824 | 73230.1824 | 73230.1824 | 73230.1824 | 73230.1824 | 73230.1824 | 73230.1824 | 73230.1824 | 73230.1824 | 73230.1824 | 73230.1824
| IA | Generation | Rooftop PV | solar PV | 108473.7683 | 109469.5719 | 110465.3756 | 111140.5372 | 111815.6988 | 112490.2539 | 113164.8089 | 114435.9298 | 115707.0506 | 117556.0395 | 119405.0284 | 121773.0088 | 124140.9893
| IA | Generation | Storage | storage | 0 | 0 | 0 | 0 | 0 | 0 | 0 | 0 | 0 | 0 | 0 | 0 | 0
| IA | Generation | Utility PV | solar PV | 16257.6391 | 16257.6391 | 16257.6391 | 16257.6391 | 16257.6391 | 16176.9087 | 16096.1782 | 443744.4698 | 871392.7614 | 2721241.2547 | 4571089.748 | 4548234.4035 | 4525379.059
| ID | Generation | Biopower | biomass | 0 | 0 | 0 | 0 | 0 | 0 | 0 | 0 | 0 | 0 | 0 | 8335.4815 | 16670.9631
| ID | Generation | Coal | hard coal | 0 | 0 | 0 | 0 | 0 | 0 | 0 | 0 | 0 | 0 | 0 | 0 | 0
| ID | Generation | CSP | solar thermal | 0 | 0 | 0 | 0 | 0 | 0 | 0 | 0 | 0 | 0 | 0 | 0 | 0
| ID | Generation | Geothermal | geothermal | 78840 | 78840 | 78840 | 78840 | 78840 | 78840 | 78840 | 78840 | 78840 | 78840 | 78840 | 78840 | 78840
| ID | Generation | Hydro | hydro | 9322080.802 | 9542989.245 | 9763897.688 | 9763897.688 | 9763897.688 | 9763897.688 | 9763897.688 | 9763897.688 | 9763897.688 | 9763897.688 | 9763897.688 | 9763897.688 | 9763897.688
| ID | Generation | Imports | hydro | 0 | 0 | 0 | 0 | 0 | 0 | 0 | 0 | 0 | 0 | 0 | 0 | 0
| ID | Generation | Land-based Wind | onshore wind | 2763196.492 | 2758738.8765 | 2754281.261 | 2763909.7505 | 2773538.24 | 2774339.7095 | 2775141.179 | 2775392.4655 | 2775643.752 | 2775402.978 | 2775162.204 | 2783345.6995 | 2791529.195
| ID | Generation | NG-CC | natural gas nonpeaker | 2554684.497 | 5945147.0565 | 9335609.616 | 9544930.3855 | 9754251.155 | 13066628.9325 | 16379006.71 | 17695767.825 | 19012528.94 | 19442350.735 | 19872172.53 | 19144375.74 | 18416578.95
| ID | Generation | NG-CT | natural gas peaker | 0 | 0 | 0 | 0 | 0 | 0 | 0 | 0 | 0 | 0 | 0 | 0 | 0
| ID | Generation | Nuclear | nuclear | 0 | 0 | 0 | 0 | 0 | 0 | 0 | 0 | 0 | 0 | 0 | 0 | 0
| ID | Generation | Offshore Wind | offshore wind | 0 | 0 | 0 | 0 | 0 | 0 | 0 | 0 | 0 | 0 | 0 | 0 | 0
| ID | Generation | Oil-Gas-Steam | crude oil | 28376.6957 | 28376.6957 | 28376.6957 | 28376.6957 | 28376.6957 | 28376.6957 | 28376.6957 | 28376.6957 | 28376.6957 | 28376.6957 | 28376.6957 | 28376.6957 | 28376.6957
| ID | Generation | Rooftop PV | solar PV | 44614.0304 | 63884.539 | 83155.0476 | 105060.6703 | 126966.293 | 155025.6143 | 183084.9356 | 195975.7568 | 208866.5779 | 225564.0389 | 242261.4998 | 256686.5645 | 271111.6292
| ID | Generation | Storage | storage | 0 | 0 | 0 | 0 | 0 | 0 | 0 | 0 | 0 | 0 | 0 | 0 | 0
| ID | Generation | Utility PV | solar PV | 502132.0174 | 612590.1054 | 723048.1934 | 723048.1934 | 723048.1934 | 719446.3949 | 715844.5964 | 712278.1649 | 708711.7333 | 705171.253 | 701630.7728 | 698126.8202 | 694622.8676
| IL | Generation | Biopower | biomass | 0 | 0 | 0 | 0 | 0 | 0 | 0 | 2050.8115 | 4101.6231 | 6985.735 | 9869.8469 | 15858.1559 | 21846.465
| IL | Generation | Coal | hard coal | 48416116.3 | 46507134.205 | 44598152.11 | 45696404.32 | 46794656.53 | 48426041.425 | 50057426.32 | 49898666.735 | 49739907.15 | 49686361.285 | 49632815.42 | 49693420.63 | 49754025.84
| IL | Generation | CSP | solar thermal | 0 | 0 | 0 | 0 | 0 | 0 | 0 | 0 | 0 | 0 | 0 | 0 | 0
| IL | Generation | Geothermal | geothermal | 0 | 0 | 0 | 0 | 0 | 0 | 0 | 0 | 0 | 0 | 0 | 0 | 0
| IL | Generation | Hydro | hydro | 128511.997 | 128511.997 | 128511.997 | 128511.997 | 128511.997 | 128511.997 | 128511.997 | 128511.997 | 128511.997 | 128511.997 | 128511.997 | 128511.997 | 128511.997
| IL | Generation | Imports | hydro | 0 | 0 | 0 | 0 | 0 | 0 | 0 | 0 | 0 | 0 | 0 | 0 | 0
| IL | Generation | Land-based Wind | onshore wind | 13652574.77 | 16608493.59 | 19564412.41 | 19561493.83 | 19558575.25 | 19562080.045 | 19565584.84 | 19566161.9 | 19566738.96 | 19566962.5 | 19567186.04 | 19567624.92 | 19568063.8
| IL | Generation | NG-CC | natural gas nonpeaker | 16639783.31 | 16652992.805 | 16666202.3 | 16395568.755 | 16124935.21 | 18279521.205 | 20434107.2 | 20720952.99 | 21007798.78 | 20545264.745 | 20082730.71 | 19961862.04 | 19840993.37
| IL | Generation | NG-CT | natural gas peaker | 1187504.941 | 1158134.9775 | 1128765.014 | 1090712.7955 | 1052660.577 | 841160.0263 | 629659.4756 | 617553.7648 | 605448.0539 | 589118.9421 | 572789.8303 | 602604.9087 | 632419.9871
| IL | Generation | Nuclear | nuclear | 91520458.43 | 91520458.43 | 91520458.43 | 91520458.43 | 91520458.43 | 91520458.43 | 91520458.43 | 91520458.43 | 91520458.43 | 91520458.43 | 91520458.43 | 87955260.135 | 84390061.84
| IL | Generation | Offshore Wind | offshore wind | 0 | 0 | 0 | 0 | 0 | 0 | 0 | 0 | 0 | 0 | 0 | 0 | 0
| IL | Generation | Oil-Gas-Steam | crude oil | 430685.0102 | 430685.0102 | 430685.0102 | 430685.0102 | 430685.0102 | 430685.0102 | 430685.0102 | 430685.0102 | 430685.0102 | 430685.0102 | 430685.0102 | 430685.0102 | 430685.0102
| IL | Generation | Rooftop PV | solar PV | 89680.7342 | 92959.7128 | 96238.6914 | 102027.041 | 107815.3906 | 121593.9515 | 135372.5125 | 161150.794 | 186929.0755 | 230360.8904 | 273792.7052 | 343644.2719 | 413495.8386
| IL | Generation | Storage | storage | 0 | 0 | 0 | 0 | 0 | 0 | 0 | 0 | 0 | 0 | 0 | 0 | 0
| IL | Generation | Utility PV | solar PV | 67405.2846 | 78366.0677 | 89326.8509 | 405072.8174 | 720818.784 | 717215.1376 | 713611.4913 | 905907.5921 | 1098203.693 | 1092745.461 | 1087287.229 | 1212282.196 | 1337277.163
| IN | Generation | Biopower | biomass | 0 | 0 | 0 | 0 | 0 | 0 | 0 | 0 | 0 | 0 | 0 | 0 | 0
| IN | Generation | Coal | hard coal | 86666994.14 | 80355178.325 | 74043362.51 | 75188208.94 | 76333055.37 | 81293059.98 | 86253064.59 | 86156457.065 | 86059849.54 | 85923685.865 | 85787522.19 | 85549351.145 | 85311180.1
| IN | Generation | CSP | solar thermal | 0 | 0 | 0 | 0 | 0 | 0 | 0 | 0 | 0 | 0 | 0 | 0 | 0
| IN | Generation | Geothermal | geothermal | 0 | 0 | 0 | 0 | 0 | 0 | 0 | 0 | 0 | 0 | 0 | 0 | 0
| IN | Generation | Hydro | hydro | 404408.6899 | 404408.6899 | 404408.6899 | 404408.6899 | 404408.6899 | 404408.6899 | 404408.6899 | 404408.6899 | 404408.6899 | 404408.6899 | 404408.6899 | 404408.6899 | 404408.6899
| IN | Generation | Imports | hydro | 0 | 0 | 0 | 0 | 0 | 0 | 0 | 0 | 0 | 0 | 0 | 0 | 0
| IN | Generation | Land-based Wind | onshore wind | 6619232.41 | 8229929.0015 | 9840625.593 | 9842192.1165 | 9843758.64 | 9843191.655 | 9842624.67 | 9843102.325 | 9843579.98 | 9843522.677 | 9843465.374 | 9843632.1195 | 9843798.865
| IN | Generation | NG-CC | natural gas nonpeaker | 23818600.87 | 23769608.215 | 23720615.56 | 23732608.39 | 23744601.22 | 23777021.035 | 23809440.85 | 23383552.18 | 22957663.51 | 22371806.43 | 21785949.35 | 21347911.99 | 20909874.63
| IN | Generation | NG-CT | natural gas peaker | 157413.3636 | 124092.9818 | 90772.6 | 120593.3225 | 150414.0451 | 131505.8225 | 112597.6 | 106849.745 | 101101.89 | 106036.278 | 110970.6659 | 104584.2534 | 98197.8409
| IN | Generation | Nuclear | nuclear | 0 | 0 | 0 | 0 | 0 | 0 | 0 | 0 | 0 | 0 | 0 | 0 | 0
| IN | Generation | Offshore Wind | offshore wind | 0 | 0 | 0 | 0 | 0 | 0 | 0 | 0 | 0 | 0 | 0 | 0 | 0
| IN | Generation | Oil-Gas-Steam | crude oil | 269120.9203 | 269120.9203 | 269120.9203 | 269120.9203 | 269120.9203 | 269120.9203 | 269120.9203 | 269120.9203 | 269120.9203 | 269120.9203 | 269120.9203 | 269120.9203 | 269120.9203
| IN | Generation | Rooftop PV | solar PV | 98572.4687 | 138998.0352 | 179423.6017 | 233667.5817 | 287911.5617 | 304510.3677 | 321109.1738 | 348515.4922 | 375921.8106 | 418295.4424 | 460669.0742 | 523535.6448 | 586402.2154
| IN | Generation | Storage | storage | 0 | 0 | 0 | 0 | 0 | 0 | 0 | 0 | 0 | 0 | 0 | 0 | 0
| IN | Generation | Utility PV | solar PV | 451067.0669 | 451071.9248 | 451076.7827 | 451081.5424 | 451086.3022 | 448837.854 | 446589.4057 | 1022018.0748 | 1597446.744 | 2730639.864 | 3863832.984 | 3965927.1145 | 4068021.245
| KS | Generation | Biopower | biomass | 0 | 0 | 0 | 0 | 0 | 0 | 0 | 0 | 0 | 0 | 0 | 0 | 0
| KS | Generation | Coal | hard coal | 32726137.17 | 31788069.125 | 30850001.08 | 31443788 | 32037574.92 | 32448995.64 | 32860416.36 | 32832458.955 | 32804501.55 | 32799500.21 | 32794498.87 | 32610485.17 | 32426471.47
| KS | Generation | CSP | solar thermal | 0 | 0 | 0 | 0 | 0 | 0 | 0 | 0 | 0 | 0 | 0 | 0 | 0
| KS | Generation | Geothermal | geothermal | 0 | 0 | 0 | 0 | 0 | 0 | 0 | 0 | 0 | 0 | 0 | 0 | 0
| KS | Generation | Hydro | hydro | 32079.6818 | 32079.6818 | 32079.6818 | 32079.6818 | 32079.6818 | 32079.6818 | 32079.6818 | 32079.6818 | 32079.6818 | 32079.6818 | 32079.6818 | 32079.6818 | 32079.6818
| KS | Generation | Imports | hydro | 0 | 0 | 0 | 0 | 0 | 0 | 0 | 0 | 0 | 0 | 0 | 0 | 0
| KS | Generation | Land-based Wind | onshore wind | 17672620.17 | 18422701.025 | 19172781.88 | 19091133.285 | 19009484.69 | 18789016.375 | 18568548.06 | 18463170.95 | 18357793.84 | 18377450.605 | 18397107.37 | 18389810.07 | 18382512.77
| KS | Generation | NG-CC | natural gas nonpeaker | 1634143.189 | 1439244.513 | 1244345.837 | 1339408.1355 | 1434470.434 | 1190770.9941 | 947071.5543 | 927148.5351 | 907225.5159 | 811026.3639 | 714827.2119 | 663062.6319 | 611298.0519
| KS | Generation | NG-CT | natural gas peaker | 100356.2724 | 98433.575 | 96510.8775 | 95833.9388 | 95157 | 74148.74 | 53140.48 | 53082.28 | 53024.08 | 53024.08 | 53024.08 | 53008.56 | 52993.04
| KS | Generation | Nuclear | nuclear | 9683742.6 | 9683742.6 | 9683742.6 | 9683742.6 | 9683742.6 | 9683742.6 | 9683742.6 | 9683742.6 | 9683742.6 | 9683742.6 | 9683742.6 | 9683742.6 | 9683742.6
| KS | Generation | Offshore Wind | offshore wind | 0 | 0 | 0 | 0 | 0 | 0 | 0 | 0 | 0 | 0 | 0 | 0 | 0
| KS | Generation | Oil-Gas-Steam | crude oil | 41191.9776 | 41191.9776 | 41191.9776 | 41191.9776 | 41191.9776 | 41191.9776 | 41191.9776 | 41191.9776 | 41191.9776 | 41191.9776 | 41191.9776 | 41191.9776 | 41191.9776
| KS | Generation | Rooftop PV | solar PV | 81275.6401 | 88334.7285 | 95393.817 | 101562.3234 | 107730.8298 | 114980.4001 | 122229.9704 | 132840.63 | 143451.2896 | 157282.7662 | 171114.2429 | 188916.1988 | 206718.1547
| KS | Generation | Storage | storage | 0 | 0 | 0 | 0 | 0 | 0 | 0 | 0 | 0 | 0 | 0 | 0 | 0
| KS | Generation | Utility PV | solar PV | 10547.3453 | 10547.3453 | 10547.3453 | 10547.3453 | 10547.3453 | 4142984.1016 | 8275420.858 | 10153343.539 | 12031266.22 | 12473801.3 | 12916336.38 | 13238972.76 | 13561609.14
| KY | Generation | Biopower | biomass | 0 | 0 | 0 | 0 | 0 | 0 | 0 | 0 | 0 | 0 | 0 | 0 | 0
| KY | Generation | Coal | hard coal | 64090128.62 | 59176360.05 | 54262591.48 | 56682439.48 | 59102287.48 | 62605322.69 | 66108357.9 | 65156869.99 | 64205382.08 | 63745607.19 | 63285832.3 | 62521102.235 | 61756372.17
| KY | Generation | CSP | solar thermal | 0 | 0 | 0 | 0 | 0 | 0 | 0 | 0 | 0 | 0 | 0 | 0 | 0
| KY | Generation | Geothermal | geothermal | 0 | 0 | 0 | 0 | 0 | 0 | 0 | 0 | 0 | 0 | 0 | 0 | 0
| KY | Generation | Hydro | hydro | 3562150.854 | 3599899.0925 | 3637647.331 | 3635499.3625 | 3633351.394 | 3633311.796 | 3633272.198 | 3633196.2275 | 3633120.257 | 3635652.909 | 3638185.561 | 3638185.561 | 3638185.561
| KY | Generation | Imports | hydro | 0 | 0 | 0 | 0 | 0 | 0 | 0 | 0 | 0 | 0 | 0 | 0 | 0
| KY | Generation | Land-based Wind | onshore wind | 0 | 0 | 0 | 0 | 0 | 0 | 0 | 0 | 0 | 0 | 0 | 0 | 0
| KY | Generation | NG-CC | natural gas nonpeaker | 13936684.25 | 16688374.435 | 19440064.62 | 21544898.225 | 23649731.83 | 28927692.215 | 34205652.6 | 35367442.025 | 36529231.45 | 36550426.47 | 36571621.49 | 36571621.49 | 36571621.49
| KY | Generation | NG-CT | natural gas peaker | 388830.9339 | 341026.6703 | 293222.4067 | 271620.1783 | 250017.9499 | 241268.3252 | 232518.7006 | 231420.3286 | 230321.9566 | 230990.099 | 231658.2413 | 234130.3536 | 236602.4659
| KY | Generation | Nuclear | nuclear | 0 | 0 | 0 | 0 | 0 | 0 | 0 | 0 | 0 | 0 | 0 | 0 | 0
| KY | Generation | Offshore Wind | offshore wind | 0 | 0 | 0 | 0 | 0 | 0 | 0 | 0 | 0 | 0 | 0 | 0 | 0
| KY | Generation | Oil-Gas-Steam | crude oil | 95656.9258 | 97487.6803 | 99318.4349 | 99318.4349 | 99318.4349 | 99318.4349 | 99318.4349 | 99318.4349 | 99318.4349 | 99318.4349 | 99318.4349 | 99318.4349 | 99318.4349
| KY | Generation | Rooftop PV | solar PV | 22589.7379 | 25390.068 | 28190.3982 | 31272.6123 | 34354.8265 | 38561.0348 | 42767.2432 | 49362.2156 | 55957.188 | 65943.3218 | 75929.4556 | 90809.2999 | 105689.1441
| KY | Generation | Storage | storage | 0 | 0 | 0 | 0 | 0 | 0 | 0 | 0 | 0 | 0 | 0 | 0 | 0
| KY | Generation | Utility PV | solar PV | 54716.0816 | 54720.0915 | 54724.1014 | 54724.1231 | 54724.1447 | 54452.2889 | 54180.4331 | 598342.2256 | 1142504.018 | 2153975.355 | 3165446.692 | 3465232.6335 | 3765018.575
| LA | Generation | Biopower | biomass | 0 | 0 | 0 | 0 | 0 | 0 | 0 | 0 | 0 | 0 | 0 | 0 | 0
| LA | Generation | Coal | hard coal | 5401593.271 | 5052102.7775 | 4702612.284 | 3033775.9255 | 1364939.567 | 1364084.7015 | 1363229.836 | 1159783.298 | 956336.7601 | 1103273.4805 | 1250210.201 | 1584735.2535 | 1919260.306
| LA | Generation | CSP | solar thermal | 0 | 0 | 0 | 0 | 0 | 0 | 0 | 0 | 0 | 0 | 0 | 0 | 0
| LA | Generation | Geothermal | geothermal | 0 | 0 | 0 | 0 | 0 | 0 | 0 | 0 | 0 | 0 | 0 | 0 | 0
| LA | Generation | Hydro | hydro | 888522.7329 | 888522.7329 | 888522.7329 | 888522.7329 | 888522.7329 | 888522.7329 | 888522.7329 | 888522.7329 | 888522.7329 | 888522.7329 | 888522.7329 | 888522.7329 | 888522.7329
| LA | Generation | Imports | hydro | 0 | 0 | 0 | 0 | 0 | 0 | 0 | 0 | 0 | 0 | 0 | 0 | 0
| LA | Generation | Land-based Wind | onshore wind | 0 | 0 | 0 | 0 | 0 | 0 | 0 | 0 | 0 | 0 | 0 | 0 | 0
| LA | Generation | NG-CC | natural gas nonpeaker | 30243175.47 | 40205490.07 | 50167804.67 | 68874809.9 | 87581815.13 | 95146304.915 | 102710794.7 | 105720914.55 | 108731034.4 | 109970462.3 | 111209890.2 | 111283266.5 | 111356642.8
| LA | Generation | NG-CT | natural gas peaker | 81234.6138 | 103565.3826 | 125896.1514 | 116365.623 | 106835.0945 | 79983.9073 | 53132.72 | 52337.32 | 51541.92 | 51541.92 | 51541.92 | 47894.72 | 44247.52
| LA | Generation | Nuclear | nuclear | 16860779.26 | 16860779.26 | 16860779.26 | 16860779.26 | 16860779.26 | 16860779.26 | 16860779.26 | 16860779.26 | 16860779.26 | 16860779.26 | 16860779.26 | 16860779.26 | 16860779.26
| LA | Generation | Offshore Wind | offshore wind | 0 | 0 | 0 | 0 | 0 | 0 | 0 | 0 | 0 | 0 | 0 | 0 | 0
| LA | Generation | Oil-Gas-Steam | crude oil | 906227.4992 | 453113.7496 | 0 | 0 | 0 | 0 | 0 | 0 | 0 | 0 | 0 | 0 | 0
| LA | Generation | Rooftop PV | solar PV | 133241.5749 | 266869.2138 | 400496.8527 | 409798.9692 | 419101.0857 | 427879.6446 | 436658.2035 | 482288.8956 | 527919.5876 | 612418.3646 | 696917.1416 | 815679.9979 | 934442.8542
| LA | Generation | Storage | storage | 0 | 0 | 0 | 0 | 0 | 0 | 0 | 0 | 0 | 0 | 0 | 0 | 0
| LA | Generation | Utility PV | solar PV | 2523.1415 | 59867.266 | 117211.3905 | 117211.3905 | 117211.3905 | 116625.3398 | 116039.2892 | 821993.5596 | 1527947.83 | 1540504.151 | 1553060.472 | 1573650.764 | 1594241.056
| MA | Generation | Biopower | biomass | 0 | 0 | 0 | 0 | 0 | 0 | 0 | 0 | 0 | 0 | 0 | 0 | 0
| MA | Generation | Coal | hard coal | 0 | 0 | 0 | 0 | 0 | 0 | 0 | 0 | 0 | 0 | 0 | 0 | 0
| MA | Generation | CSP | solar thermal | 0 | 0 | 0 | 0 | 0 | 0 | 0 | 0 | 0 | 0 | 0 | 0 | 0
| MA | Generation | Geothermal | geothermal | 0 | 0 | 0 | 0 | 0 | 0 | 0 | 0 | 0 | 0 | 0 | 0 | 0
| MA | Generation | Hydro | hydro | 1014286.456 | 1014535.491 | 1014784.526 | 1014784.526 | 1014784.526 | 1014784.526 | 1014784.526 | 1014784.526 | 1014784.526 | 1014784.526 | 1014784.526 | 1014784.526 | 1014784.526
| MA | Generation | Imports | hydro | 0 | 0 | 0 | 0 | 0 | 0 | 0 | 0 | 0 | 0 | 0 | 0 | 0
| MA | Generation | Land-based Wind | onshore wind | 276974.1727 | 276974.1727 | 276974.1727 | 276974.1727 | 276974.1727 | 276974.1727 | 276974.1727 | 276974.1727 | 276974.1727 | 276974.1727 | 276974.1727 | 276974.1727 | 276974.1727
| MA | Generation | NG-CC | natural gas nonpeaker | 15238814.43 | 19240329.96 | 23241845.49 | 24496491.075 | 25751136.66 | 21993662.31 | 18236187.96 | 16229942.66 | 14223697.36 | 13094294.05 | 11964890.74 | 11164468.525 | 10364046.31
| MA | Generation | NG-CT | natural gas peaker | 16074.9176 | 22325.1714 | 28575.4253 | 28143.2314 | 27711.0376 | 27711.0376 | 27711.0376 | 27711.0376 | 27711.0376 | 27711.0376 | 27711.0376 | 24071.5588 | 20432.08
| MA | Generation | Nuclear | nuclear | 5353331.011 | 2676665.5055 | 0 | 0 | 0 | 0 | 0 | 0 | 0 | 0 | 0 | 0 | 0
| MA | Generation | Offshore Wind | offshore wind | 0 | 0 | 0 | 1614520.976 | 3229041.952 | 3229041.952 | 3229041.952 | 4859802.4185 | 6490562.885 | 8128888.478 | 9767214.071 | 11412735.0455 | 13058256.02
| MA | Generation | Oil-Gas-Steam | crude oil | 1191363.53 | 1191363.53 | 1191363.53 | 1191363.53 | 1191363.53 | 1191363.53 | 1191363.53 | 1191363.53 | 1191363.53 | 1191363.53 | 1191363.53 | 1191363.53 | 1191363.53
| MA | Generation | Rooftop PV | solar PV | 3027471.604 | 3190067.0805 | 3352662.557 | 3476113.8905 | 3599565.224 | 3624524.352 | 3649483.48 | 3675504.4685 | 3701525.457 | 3733977.2735 | 3766429.09 | 3806103.2115 | 3845777.333
| MA | Generation | Storage | storage | 0 | 0 | 0 | 0 | 0 | 0 | 0 | 0 | 0 | 0 | 0 | 0 | 0
| MA | Generation | Utility PV | solar PV | 1219219.901 | 1219220.5975 | 1219221.294 | 1219221.9125 | 1219222.531 | 1213145.778 | 1207069.025 | 1201039.543 | 1195010.061 | 1189043.5455 | 1183077.03 | 1177172.8725 | 1171268.715
| MD | Generation | Biopower | biomass | 0 | 0 | 0 | 0 | 0 | 0 | 0 | 0 | 0 | 0 | 0 | 0 | 0
| MD | Generation | Coal | hard coal | 1369326.621 | 2490096.9785 | 3610867.336 | 2160689.5771 | 710511.8182 | 2149773.8271 | 3589035.836 | 3625303.386 | 3661570.936 | 3542877.136 | 3424183.336 | 3431667.182 | 3439151.028
| MD | Generation | CSP | solar thermal | 0 | 0 | 0 | 0 | 0 | 0 | 0 | 0 | 0 | 0 | 0 | 0 | 0
| MD | Generation | Geothermal | geothermal | 0 | 0 | 0 | 0 | 0 | 0 | 0 | 0 | 0 | 0 | 0 | 0 | 0
| MD | Generation | Hydro | hydro | 1707223.692 | 1785147.3305 | 1863070.969 | 1863070.969 | 1863070.969 | 1863070.969 | 1863070.969 | 1863070.969 | 1863070.969 | 1863070.969 | 1863070.969 | 1863070.969 | 1863070.969
| MD | Generation | Imports | hydro | 0 | 0 | 0 | 0 | 0 | 0 | 0 | 0 | 0 | 0 | 0 | 0 | 0
| MD | Generation | Land-based Wind | onshore wind | 670259.3713 | 918249.3771 | 1166239.383 | 1764260.366 | 2362281.349 | 2362281.349 | 2362281.349 | 2471158.0895 | 2580034.83 | 2579964.0095 | 2579893.189 | 2579979.651 | 2580066.113
| MD | Generation | NG-CC | natural gas nonpeaker | 20564731.68 | 20561787.68 | 20558843.68 | 20552207.91 | 20545572.14 | 20532483.11 | 20519394.08 | 20519394.08 | 20519394.08 | 20519394.08 | 20519394.08 | 20080534.945 | 19641675.81
| MD | Generation | NG-CT | natural gas peaker | 70872.08 | 66361.58 | 61851.08 | 61851.08 | 61851.08 | 48430.16 | 35009.24 | 35009.24 | 35009.24 | 35009.24 | 35009.24 | 35009.24 | 35009.24
| MD | Generation | Nuclear | nuclear | 13500322.95 | 13500322.95 | 13500322.95 | 13500322.95 | 13500322.95 | 13500322.95 | 13500322.95 | 13500322.95 | 13500322.95 | 13500322.95 | 13500322.95 | 13500322.95 | 13500322.95
| MD | Generation | Offshore Wind | offshore wind | 0 | 0 | 0 | 229297.5109 | 458595.0218 | 927892.3189 | 1397189.616 | 2151530.985 | 2905872.354 | 3663873.4685 | 4421874.583 | 5182659.333 | 5943444.083
| MD | Generation | Oil-Gas-Steam | crude oil | 604149.0048 | 604149.0048 | 604149.0048 | 604149.0048 | 604149.0048 | 604149.0048 | 604149.0048 | 604149.0048 | 604149.0048 | 604149.0048 | 604149.0048 | 604149.0048 | 604149.0048
| MD | Generation | Rooftop PV | solar PV | 1258157.42 | 1344378.948 | 1430600.476 | 1469012.274 | 1507424.072 | 1532931.7295 | 1558439.387 | 1609085.27 | 1659731.153 | 1733636.0875 | 1807541.022 | 1925046.591 | 2042552.16
| MD | Generation | Storage | storage | 0 | 0 | 0 | 0 | 0 | 0 | 0 | 0 | 0 | 0 | 0 | 0 | 0
| MD | Generation | Utility PV | solar PV | 496088.0335 | 7984095.7068 | 15472103.38 | 15395656.615 | 15319209.85 | 15243537.845 | 15167865.84 | 15092752.03 | 15017638.22 | 14942615.69 | 14867593.16 | 14793311.82 | 14719030.48
| ME | Generation | Biopower | biomass | 0 | 0 | 0 | 0 | 0 | 0 | 0 | 0 | 0 | 0 | 0 | 0 | 0
| ME | Generation | Coal | hard coal | 0 | 0 | 0 | 0 | 0 | 0 | 0 | 0 | 0 | 0 | 0 | 0 | 0
| ME | Generation | CSP | solar thermal | 0 | 0 | 0 | 0 | 0 | 0 | 0 | 0 | 0 | 0 | 0 | 0 | 0
| ME | Generation | Geothermal | geothermal | 0 | 0 | 0 | 0 | 0 | 0 | 0 | 0 | 0 | 0 | 0 | 0 | 0
| ME | Generation | Hydro | hydro | 3629670.351 | 3780958.695 | 3932247.039 | 3932247.039 | 3932247.039 | 3932247.039 | 3932247.039 | 3932247.039 | 3932247.039 | 3932247.039 | 3932247.039 | 3932247.039 | 3932247.039
| ME | Generation | Imports | hydro | 2839540 | 2247490 | 1655440 | 1425480 | 1195520 | 1203665 | 1211810 | 1239160 | 1266510 | 1229250 | 1191990 | 1314265 | 1436540
| ME | Generation | Land-based Wind | onshore wind | 3063096.975 | 3063096.975 | 3063096.975 | 3063096.975 | 3063096.975 | 3063096.975 | 3063096.975 | 3063096.975 | 3063096.975 | 3063096.975 | 3063096.975 | 3063096.975 | 3063096.975
| ME | Generation | NG-CC | natural gas nonpeaker | 3436107.56 | 4461512.014 | 5486916.468 | 5693117.4945 | 5899318.521 | 5277471.284 | 4655624.047 | 3977938.1845 | 3300252.322 | 2877230.876 | 2454209.43 | 2114823.9235 | 1775438.417
| ME | Generation | NG-CT | natural gas peaker | 6083.84 | 6083.84 | 6083.84 | 5231.7566 | 4379.6732 | 2189.8366 | 0 | 0 | 0 | 0 | 0 | 0 | 0
| ME | Generation | Nuclear | nuclear | 0 | 0 | 0 | 0 | 0 | 0 | 0 | 0 | 0 | 0 | 0 | 0 | 0
| ME | Generation | Offshore Wind | offshore wind | 0 | 0 | 0 | 0 | 0 | 0 | 0 | 0 | 0 | 0 | 0 | 0 | 0
| ME | Generation | Oil-Gas-Steam | crude oil | 79637.8234 | 79637.8234 | 79637.8234 | 79637.8234 | 79637.8234 | 79637.8234 | 79637.8234 | 79637.8234 | 79637.8234 | 79637.8234 | 79637.8234 | 79637.8234 | 79637.8234
| ME | Generation | Rooftop PV | solar PV | 69341.3608 | 77299.5952 | 85257.8295 | 93996.6607 | 102735.4919 | 112914.3254 | 123093.1589 | 136052.5578 | 149011.9567 | 165351.0416 | 181690.1264 | 202213.7323 | 222737.3382
| ME | Generation | Storage | storage | 0 | 0 | 0 | 0 | 0 | 0 | 0 | 0 | 0 | 0 | 0 | 0 | 0
| ME | Generation | Utility PV | solar PV | 10665.1214 | 10665.1214 | 10665.1214 | 10665.1214 | 10665.1214 | 10612.3344 | 10559.5473 | 10506.7763 | 10454.0053 | 10401.7782 | 10349.5511 | 10297.8626 | 10246.1741
| MI | Generation | Biopower | biomass | 0 | 0 | 0 | 0 | 0 | 0 | 0 | 0 | 0 | 0 | 0 | 0 | 0
| MI | Generation | Coal | hard coal | 61886088.95 | 60796339.005 | 59706589.06 | 54353245.465 | 48999901.87 | 49323045.73 | 49646189.59 | 49650466.375 | 49654743.16 | 49651384.525 | 49648025.89 | 49709594.45 | 49771163.01
| MI | Generation | CSP | solar thermal | 0 | 0 | 0 | 0 | 0 | 0 | 0 | 0 | 0 | 0 | 0 | 0 | 0
| MI | Generation | Geothermal | geothermal | 0 | 0 | 0 | 0 | 0 | 0 | 0 | 0 | 0 | 0 | 0 | 0 | 0
| MI | Generation | Hydro | hydro | 1350046.871 | 1350491.0315 | 1350935.192 | 1350194.7375 | 1349454.283 | 1350409.0315 | 1351363.78 | 1351363.78 | 1351363.78 | 1351363.78 | 1351363.78 | 1352766.6885 | 1354169.597
| MI | Generation | Imports | hydro | 6225354.942 | 5193354.9325 | 4161354.923 | 2675284.9615 | 1189215 | 1435919.971 | 1682624.942 | 1134417.471 | 586210 | 1905304.9855 | 3224399.971 | 3184324.9855 | 3144250
| MI | Generation | Land-based Wind | onshore wind | 6133357.961 | 6380082.991 | 6626808.021 | 6626947.148 | 6627086.275 | 6627206.489 | 6627326.703 | 6627411.156 | 6627495.609 | 6627457.928 | 6627420.247 | 6938242.7185 | 7249065.19
| MI | Generation | NG-CC | natural gas nonpeaker | 13039007.18 | 13939077.77 | 14839148.36 | 24703920.16 | 34568691.96 | 35858948.47 | 37149204.98 | 37907038.995 | 38664873.01 | 38245281.85 | 37825690.69 | 37708322.945 | 37590955.2
| MI | Generation | NG-CT | natural gas peaker | 191328.7844 | 190518.5626 | 189708.3407 | 207617.867 | 225527.3933 | 219257.196 | 212986.9988 | 182949.396 | 152911.7932 | 148815.3162 | 144718.8393 | 157295.7628 | 169872.6863
| MI | Generation | Nuclear | nuclear | 32567414.5 | 32567414.5 | 32567414.5 | 29398261.515 | 26229108.53 | 26229108.53 | 26229108.53 | 26229108.53 | 26229108.53 | 26229108.53 | 26229108.53 | 26229108.53 | 26229108.53
| MI | Generation | Offshore Wind | offshore wind | 0 | 0 | 0 | 0 | 0 | 0 | 0 | 0 | 0 | 0 | 0 | 0 | 0
| MI | Generation | Oil-Gas-Steam | crude oil | 622456.5504 | 609641.2685 | 596825.9866 | 596825.9866 | 596825.9866 | 596825.9866 | 596825.9866 | 596825.9866 | 596825.9866 | 596825.9866 | 596825.9866 | 596825.9866 | 596825.9866
| MI | Generation | Rooftop PV | solar PV | 61264.5837 | 69424.7907 | 77584.9976 | 90043.0623 | 102501.1269 | 124578.7133 | 146656.2996 | 187680.5239 | 228704.7482 | 302701.6226 | 376698.4969 | 494375.0908 | 612051.6846
| MI | Generation | Storage | storage | 0 | 0 | 0 | 0 | 0 | 0 | 0 | 0 | 0 | 0 | 0 | 0 | 0
| MI | Generation | Utility PV | solar PV | 198201.6866 | 198201.6866 | 198201.6866 | 198201.6866 | 198201.6866 | 197219.4612 | 196237.2358 | 195256.5849 | 194275.9341 | 579279.9065 | 964283.879 | 2172079.681 | 3379875.483
| MN | Generation | Biopower | biomass | 0 | 0 | 0 | 0 | 0 | 0 | 0 | 0 | 0 | 0 | 0 | 0 | 0
| MN | Generation | Coal | hard coal | 25410930.54 | 25236949.71 | 25062968.88 | 22725920.56 | 20388872.24 | 18078616.935 | 15768361.63 | 15747466.315 | 15726571 | 15731158.55 | 15735746.1 | 15766060.395 | 15796374.69
| MN | Generation | CSP | solar thermal | 0 | 0 | 0 | 0 | 0 | 0 | 0 | 0 | 0 | 0 | 0 | 0 | 0
| MN | Generation | Geothermal | geothermal | 0 | 0 | 0 | 0 | 0 | 0 | 0 | 0 | 0 | 0 | 0 | 0 | 0
| MN | Generation | Hydro | hydro | 780717.836 | 803895.3935 | 827072.951 | 828962.56 | 830852.1691 | 830852.1691 | 830852.1691 | 830852.1691 | 830852.1691 | 830852.1691 | 830852.1691 | 828962.56 | 827072.951
| MN | Generation | Imports | hydro | 5855585 | 6455455 | 7055325 | 7200240 | 7345155 | 7337437.4615 | 7329719.923 | 7073209.9615 | 6816700 | 7681402.447 | 8546104.894 | 9367034.947 | 10187965
| MN | Generation | Land-based Wind | onshore wind | 11338005.35 | 12227353.01 | 13116700.67 | 13112819.68 | 13108938.69 | 13117797.85 | 13126657.01 | 13121649.205 | 13116641.4 | 12990709.28 | 12864777.16 | 12677430.535 | 12490083.91
| MN | Generation | NG-CC | natural gas nonpeaker | 5539588.538 | 5596615.7485 | 5653642.959 | 5965849.6385 | 6278056.318 | 5017882.882 | 3757709.446 | 3584983.86 | 3412258.274 | 3228566.091 | 3044873.908 | 2747633.929 | 2450393.95
| MN | Generation | NG-CT | natural gas peaker | 199019.4351 | 192187.2575 | 185355.0799 | 188308.765 | 191262.4502 | 166550.4172 | 141838.3843 | 134388.7172 | 126939.05 | 125987.3149 | 125035.5798 | 128285.1756 | 131534.7714
| MN | Generation | Nuclear | nuclear | 13098744.07 | 13098744.07 | 13098744.07 | 13098744.07 | 13098744.07 | 13098744.07 | 13098744.07 | 13098744.07 | 13098744.07 | 13098744.07 | 13098744.07 | 13098744.07 | 13098744.07
| MN | Generation | Offshore Wind | offshore wind | 0 | 0 | 0 | 0 | 0 | 0 | 0 | 0 | 0 | 0 | 0 | 0 | 0
| MN | Generation | Oil-Gas-Steam | crude oil | 273240.1181 | 273240.1181 | 273240.1181 | 273240.1181 | 273240.1181 | 273240.1181 | 273240.1181 | 273240.1181 | 273240.1181 | 273240.1181 | 273240.1181 | 273240.1181 | 273240.1181
| MN | Generation | Rooftop PV | solar PV | 838487.6664 | 862319.1 | 886150.5336 | 926711.6654 | 967272.7972 | 1030845.3156 | 1094417.834 | 1190441.049 | 1286464.264 | 1421267.541 | 1556070.818 | 1733671.3875 | 1911271.957
| MN | Generation | Storage | storage | 0 | 0 | 0 | 0 | 0 | 0 | 0 | 0 | 0 | 0 | 0 | 0 | 0
| MN | Generation | Utility PV | solar PV | 1386514.85 | 1395196.857 | 1403878.864 | 1403878.061 | 1403877.258 | 1396903.477 | 1389929.696 | 1382985.178 | 1376040.66 | 1369167.1225 | 1362293.585 | 1355491.191 | 1348688.797
| MO | Generation | Biopower | biomass | 0 | 0 | 0 | 0 | 0 | 0 | 0 | 0 | 0 | 0 | 0 | 0 | 0
| MO | Generation | Coal | hard coal | 62927567.2 | 62965707.665 | 63003848.13 | 62976227.265 | 62948606.4 | 63089162.965 | 63229719.53 | 63201139.895 | 63172560.26 | 63362413.865 | 63552267.47 | 63980361.69 | 64408455.91
| MO | Generation | CSP | solar thermal | 0 | 0 | 0 | 0 | 0 | 0 | 0 | 0 | 0 | 0 | 0 | 0 | 0
| MO | Generation | Geothermal | geothermal | 0 | 0 | 0 | 0 | 0 | 0 | 0 | 0 | 0 | 0 | 0 | 0 | 0
| MO | Generation | Hydro | hydro | 1066473.491 | 1091395.379 | 1116317.267 | 1113993.9215 | 1111670.576 | 1114425.4595 | 1117180.343 | 1117543.159 | 1117905.975 | 1117905.975 | 1117905.975 | 1117905.975 | 1117905.975
| MO | Generation | Imports | hydro | 0 | 0 | 0 | 0 | 0 | 0 | 0 | 0 | 0 | 0 | 0 | 0 | 0
| MO | Generation | Land-based Wind | onshore wind | 2901902.516 | 2903590.571 | 2905278.626 | 2888665.281 | 2872051.936 | 2862917.9135 | 2853783.891 | 2845040.197 | 2836296.503 | 2831186.4535 | 2826076.404 | 2824035.2135 | 2821994.023
| MO | Generation | NG-CC | natural gas nonpeaker | 5496352.059 | 5166996.6985 | 4837641.338 | 4514453.506 | 4191265.674 | 3466869.891 | 2742474.108 | 2392778.9715 | 2043083.835 | 1967883.4925 | 1892683.15 | 1879220.1455 | 1865757.141
| MO | Generation | NG-CT | natural gas peaker | 108155 | 107340.2 | 106525.4 | 106197.54 | 105869.68 | 96113.42 | 86357.16 | 82628.48 | 78899.8 | 75892.8 | 72885.8 | 58264.02 | 43642.24
| MO | Generation | Nuclear | nuclear | 9407064.24 | 9407064.24 | 9407064.24 | 9407064.24 | 9407064.24 | 9407064.24 | 9407064.24 | 9407064.24 | 9407064.24 | 9407064.24 | 9407064.24 | 9407064.24 | 9407064.24
| MO | Generation | Offshore Wind | offshore wind | 0 | 0 | 0 | 0 | 0 | 0 | 0 | 0 | 0 | 0 | 0 | 0 | 0
| MO | Generation | Oil-Gas-Steam | crude oil | 75518.6256 | 75518.6256 | 75518.6256 | 75518.6256 | 75518.6256 | 75518.6256 | 75518.6256 | 75518.6256 | 75518.6256 | 75518.6256 | 75518.6256 | 75518.6256 | 75518.6256
| MO | Generation | Rooftop PV | solar PV | 220432.0389 | 229375.4176 | 238318.7962 | 245404.5661 | 252490.336 | 260132.216 | 267774.0959 | 280338.7052 | 292903.3145 | 312804.3839 | 332705.4534 | 362282.3525 | 391859.2515
| MO | Generation | Storage | storage | 0 | 0 | 0 | 0 | 0 | 0 | 0 | 0 | 0 | 0 | 0 | 0 | 0
| MO | Generation | Utility PV | solar PV | 133721.8012 | 133725.9131 | 133730.025 | 133734.0963 | 133738.1676 | 133073.2106 | 132408.2537 | 131746.7008 | 131085.148 | 130430.4611 | 129775.7742 | 129127.8863 | 128479.9984
| MS | Generation | Biopower | biomass | 0 | 0 | 0 | 0 | 0 | 0 | 0 | 0 | 0 | 0 | 0 | 0 | 0
| MS | Generation | Coal | hard coal | 8269259.31 | 6118997.4305 | 3968735.551 | 5091699.6695 | 6214663.788 | 7658564.376 | 9102464.964 | 9351492.021 | 9600519.078 | 9491883.085 | 9383247.092 | 9517490.542 | 9651733.992
| MS | Generation | CSP | solar thermal | 0 | 0 | 0 | 0 | 0 | 0 | 0 | 0 | 0 | 0 | 0 | 0 | 0
| MS | Generation | Geothermal | geothermal | 0 | 0 | 0 | 0 | 0 | 0 | 0 | 0 | 0 | 0 | 0 | 0 | 0
| MS | Generation | Hydro | hydro | 0 | 0 | 0 | 0 | 0 | 0 | 0 | 0 | 0 | 0 | 0 | 0 | 0
| MS | Generation | Imports | hydro | 0 | 0 | 0 | 0 | 0 | 0 | 0 | 0 | 0 | 0 | 0 | 0 | 0
| MS | Generation | Land-based Wind | onshore wind | 0 | 0 | 0 | 0 | 0 | 0 | 0 | 0 | 0 | 0 | 0 | 0 | 0
| MS | Generation | NG-CC | natural gas nonpeaker | 34484110.34 | 34079741.385 | 33675372.43 | 29805091.925 | 25934811.42 | 20921034.09 | 15907256.76 | 15000787.795 | 14094318.83 | 13539822.86 | 12985326.89 | 13054546.875 | 13123766.86
| MS | Generation | NG-CT | natural gas peaker | 48624.16 | 48352.56 | 48080.96 | 46839.36 | 45597.76 | 45597.76 | 45597.76 | 45597.76 | 45597.76 | 45597.76 | 45597.76 | 45597.76 | 45597.76
| MS | Generation | Nuclear | nuclear | 11075039.5 | 11075039.5 | 11075039.5 | 11075039.5 | 11075039.5 | 11075039.5 | 11075039.5 | 11075039.5 | 11075039.5 | 11075039.5 | 11075039.5 | 11075039.5 | 11075039.5
| MS | Generation | Offshore Wind | offshore wind | 0 | 0 | 0 | 0 | 0 | 0 | 0 | 0 | 0 | 0 | 0 | 0 | 0
| MS | Generation | Oil-Gas-Steam | crude oil | 7323.0182 | 7323.0182 | 7323.0182 | 7323.0182 | 7323.0182 | 7323.0182 | 7323.0182 | 7323.0182 | 7323.0182 | 7323.0182 | 7323.0182 | 7323.0182 | 7323.0182
| MS | Generation | Rooftop PV | solar PV | 4929.5556 | 6972.4051 | 9015.2546 | 12319.9476 | 15624.6407 | 21961.6272 | 28298.6137 | 41860.17 | 55421.7264 | 83486.9038 | 111552.0813 | 161891.6977 | 212231.3142
| MS | Generation | Storage | storage | 0 | 0 | 0 | 0 | 0 | 0 | 0 | 0 | 0 | 0 | 0 | 0 | 0
| MS | Generation | Utility PV | solar PV | 370195.0364 | 370195.0434 | 370195.0504 | 370195.0504 | 370195.0504 | 368362.4555 | 366529.8606 | 364698.1486 | 362866.4366 | 362690.3468 | 362514.257 | 360704.2317 | 358894.2065
| MT | Generation | Biopower | biomass | 0 | 0 | 0 | 0 | 0 | 0 | 0 | 0 | 0 | 0 | 0 | 0 | 0
| MT | Generation | Coal | hard coal | 9594534.889 | 9410066.316 | 9225597.743 | 10052239.1465 | 10878880.55 | 10948352.6 | 11017824.65 | 5606300.7242 | 194776.7983 | 183505.8851 | 172234.972 | 158339.2084 | 144443.4447
| MT | Generation | CSP | solar thermal | 0 | 0 | 0 | 0 | 0 | 0 | 0 | 0 | 0 | 0 | 0 | 0 | 0
| MT | Generation | Geothermal | geothermal | 0 | 0 | 0 | 0 | 0 | 0 | 0 | 0 | 0 | 0 | 0 | 0 | 0
| MT | Generation | Hydro | hydro | 9990828.937 | 10122350.5335 | 10253872.13 | 10253872.13 | 10253872.13 | 10279183.38 | 10304494.63 | 10304494.63 | 10304494.63 | 10304494.63 | 10304494.63 | 10304494.63 | 10304494.63
| MT | Generation | Imports | hydro | 9136.5803 | 39608.2901 | 70080 | 70080 | 70080 | 70080 | 70080 | 70080 | 70080 | 70080 | 70080 | 70080 | 70080
| MT | Generation | Land-based Wind | onshore wind | 2636084.954 | 3615455.216 | 4594825.478 | 4599384.5525 | 4603943.627 | 4604554.0145 | 4605164.402 | 4605165.5415 | 4605166.681 | 4605384.182 | 4605601.683 | 8984315.6165 | 13363029.55
| MT | Generation | NG-CC | natural gas nonpeaker | 6049.7943 | 3869.6972 | 1689.6 | 5528.6084 | 9367.6167 | 5528.6084 | 1689.6 | 54214.1539 | 106738.7077 | 102317.8363 | 97896.9648 | 89201.7715 | 80506.5782
| MT | Generation | NG-CT | natural gas peaker | 0 | 0 | 0 | 0 | 0 | 0 | 0 | 0 | 0 | 0 | 0 | 0 | 0
| MT | Generation | Nuclear | nuclear | 0 | 0 | 0 | 0 | 0 | 0 | 0 | 0 | 0 | 0 | 0 | 0 | 0
| MT | Generation | Offshore Wind | offshore wind | 0 | 0 | 0 | 0 | 0 | 0 | 0 | 0 | 0 | 0 | 0 | 0 | 0
| MT | Generation | Oil-Gas-Steam | crude oil | 0 | 0 | 0 | 0 | 0 | 0 | 0 | 0 | 0 | 0 | 0 | 0 | 0
| MT | Generation | Rooftop PV | solar PV | 14298.5271 | 15505.9109 | 16713.2948 | 17909.8256 | 19106.3565 | 20616.2353 | 22126.114 | 24499.8841 | 26873.6542 | 30492.6767 | 34111.6992 | 38678.8622 | 43246.0252
| MT | Generation | Storage | storage | 0 | 0 | 0 | 0 | 0 | 0 | 0 | 0 | 0 | 0 | 0 | 0 | 0
| MT | Generation | Utility PV | solar PV | 32100.573 | 32099.006 | 32097.439 | 32095.8878 | 32094.3365 | 31935.4859 | 31776.6353 | 31617.8323 | 31459.0294 | 31301.8633 | 31144.6972 | 30989.152 | 30833.6068
| NC | Generation | Biopower | biomass | 0 | 0 | 0 | 0 | 0 | 0 | 0 | 0 | 0 | 0 | 0 | 0 | 0
| NC | Generation | Coal | hard coal | 44529371.65 | 43191412.065 | 41853452.48 | 41299790.505 | 40746128.53 | 41720859.935 | 42695591.34 | 43300357.64 | 43905123.94 | 44197166.365 | 44489208.79 | 44357005.835 | 44224802.88
| NC | Generation | CSP | solar thermal | 0 | 0 | 0 | 0 | 0 | 0 | 0 | 0 | 0 | 0 | 0 | 0 | 0
| NC | Generation | Geothermal | geothermal | 0 | 0 | 0 | 0 | 0 | 0 | 0 | 0 | 0 | 0 | 0 | 0 | 0
| NC | Generation | Hydro | hydro | 4219751.672 | 4247144.6335 | 4274537.595 | 4261930.9945 | 4249324.394 | 4261930.9945 | 4274537.595 | 4274537.595 | 4274537.595 | 4274537.595 | 4274537.595 | 4274537.595 | 4274537.595
| NC | Generation | Imports | hydro | 0 | 0 | 0 | 0 | 0 | 0 | 0 | 0 | 0 | 0 | 0 | 0 | 0
| NC | Generation | Land-based Wind | onshore wind | 632474.8278 | 633701.567 | 634928.3061 | 640778.1556 | 646628.0051 | 645811.2575 | 644994.51 | 647590.4844 | 650186.4587 | 749195.1985 | 848203.9383 | 1624557.3202 | 2400910.702
| NC | Generation | NG-CC | natural gas nonpeaker | 24800577.7 | 27118351.85 | 29436126 | 29399694 | 29363262 | 29337284.4 | 29311306.8 | 29771233.355 | 30231159.91 | 30260887.93 | 30290615.95 | 30257335.93 | 30224055.91
| NC | Generation | NG-CT | natural gas peaker | 404118.1168 | 389465.8967 | 374813.6765 | 374813.6765 | 374813.6765 | 374813.6765 | 374813.6765 | 374813.6765 | 374813.6765 | 374813.6765 | 374813.6765 | 374813.6765 | 374813.6765
| NC | Generation | Nuclear | nuclear | 40486739.67 | 40486739.67 | 40486739.67 | 40486739.67 | 40486739.67 | 40486739.67 | 40486739.67 | 40486739.67 | 40486739.67 | 40486739.67 | 40486739.67 | 40486739.67 | 40486739.67
| NC | Generation | Offshore Wind | offshore wind | 0 | 0 | 0 | 0 | 0 | 0 | 0 | 0 | 0 | 0 | 0 | 0 | 0
| NC | Generation | Oil-Gas-Steam | crude oil | 366608.6006 | 366608.6006 | 366608.6006 | 366608.6006 | 366608.6006 | 366608.6006 | 366608.6006 | 366608.6006 | 366608.6006 | 366608.6006 | 366608.6006 | 366608.6006 | 366608.6006
| NC | Generation | Rooftop PV | solar PV | 263487.8943 | 367178.7795 | 470869.6648 | 540706.8073 | 610543.9498 | 665456.2388 | 720368.5279 | 845029.8076 | 969691.0872 | 1177130.0346 | 1384568.982 | 1662543.672 | 1940518.362
| NC | Generation | Storage | storage | 0 | 0 | 0 | 0 | 0 | 0 | 0 | 0 | 0 | 0 | 0 | 0 | 0
| NC | Generation | Utility PV | solar PV | 8472063.586 | 8693182.9865 | 8914302.387 | 8914318.296 | 8914334.205 | 8869956.8065 | 8825579.408 | 8781506.1135 | 8737432.819 | 8693795.3075 | 8650157.796 | 8606973.5285 | 8563789.261
| ND | Generation | Biopower | biomass | 0 | 0 | 0 | 0 | 0 | 0 | 0 | 0 | 0 | 0 | 0 | 0 | 0
| ND | Generation | Coal | hard coal | 25604771.05 | 24924716.46 | 24244661.87 | 24936581.35 | 25628500.83 | 26595989.39 | 27563477.95 | 27439918.74 | 27316359.53 | 27135224.555 | 26954089.58 | 26835367.64 | 26716645.7
| ND | Generation | CSP | solar thermal | 0 | 0 | 0 | 0 | 0 | 0 | 0 | 0 | 0 | 0 | 0 | 0 | 0
| ND | Generation | Geothermal | geothermal | 0 | 0 | 0 | 0 | 0 | 0 | 0 | 0 | 0 | 0 | 0 | 0 | 0
| ND | Generation | Hydro | hydro | 1698964.816 | 1780903.08 | 1862841.344 | 1862841.344 | 1862841.344 | 1862805.216 | 1862769.088 | 1862639.174 | 1862509.26 | 1862432.6105 | 1862355.961 | 1862326.2315 | 1862296.502
| ND | Generation | Imports | hydro | 5980595 | 6517960 | 7055325 | 7200240 | 7345155 | 7337437.4615 | 7329719.923 | 7073209.9615 | 6816700 | 7681402.447 | 8546104.894 | 9367034.947 | 10187965
| ND | Generation | Land-based Wind | onshore wind | 10074346.93 | 11394481.175 | 12714615.42 | 12705136.46 | 12695657.5 | 12700666.055 | 12705674.61 | 12708195.21 | 12710715.81 | 12709608.14 | 12708500.47 | 12714723.33 | 12720946.19
| ND | Generation | NG-CC | natural gas nonpeaker | 680.8669 | 442.1935 | 203.52 | 451.4444 | 699.3687 | 451.4444 | 203.52 | 442.1935 | 680.8669 | 442.1935 | 203.52 | 203.52 | 203.52
| ND | Generation | NG-CT | natural gas peaker | 14826.2848 | 9009.1529 | 3192.0209 | 11012.6121 | 18833.2032 | 16963.6204 | 15094.0375 | 10190.2319 | 5286.4263 | 5768.6606 | 6250.8949 | 10139.8823 | 14028.8698
| ND | Generation | Nuclear | nuclear | 0 | 0 | 0 | 0 | 0 | 0 | 0 | 0 | 0 | 0 | 0 | 0 | 0
| ND | Generation | Offshore Wind | offshore wind | 0 | 0 | 0 | 0 | 0 | 0 | 0 | 0 | 0 | 0 | 0 | 0 | 0
| ND | Generation | Oil-Gas-Steam | crude oil | 0 | 0 | 0 | 0 | 0 | 0 | 0 | 0 | 0 | 0 | 0 | 0 | 0
| ND | Generation | Rooftop PV | solar PV | 71691.0314 | 71940.0809 | 72189.1305 | 72407.3047 | 72625.4789 | 72962.611 | 73299.7431 | 74032.5707 | 74765.3982 | 75869.6861 | 76973.974 | 78305.9917 | 79638.0094
| ND | Generation | Storage | storage | 0 | 0 | 0 | 0 | 0 | 0 | 0 | 0 | 0 | 0 | 0 | 0 | 0
| ND | Generation | Utility PV | solar PV | 0 | 0 | 0 | 0 | 0 | 0 | 0 | 0 | 0 | 0 | 0 | 0 | 0
| NE | Generation | Biopower | biomass | 0 | 0 | 0 | 0 | 0 | 0 | 0 | 0 | 0 | 0 | 0 | 0 | 0
| NE | Generation | Coal | hard coal | 6632584.972 | 6035723.3375 | 5438861.703 | 5299743.8185 | 5160625.934 | 5815669.4275 | 6470712.921 | 6038676.566 | 5606640.211 | 5441603.7855 | 5276567.36 | 5711005.1495 | 6145442.939
| NE | Generation | CSP | solar thermal | 0 | 0 | 0 | 0 | 0 | 0 | 0 | 0 | 0 | 0 | 0 | 0 | 0
| NE | Generation | Geothermal | geothermal | 0 | 0 | 0 | 0 | 0 | 0 | 0 | 0 | 0 | 0 | 0 | 0 | 0
| NE | Generation | Hydro | hydro | 1007153.956 | 1007153.956 | 1007153.956 | 1007236.3205 | 1007318.685 | 1007318.685 | 1007318.685 | 1028780.893 | 1050243.101 | 1050160.736 | 1050078.371 | 1050078.371 | 1050078.371
| NE | Generation | Imports | hydro | 0 | 0 | 0 | 0 | 0 | 0 | 0 | 0 | 0 | 0 | 0 | 0 | 0
| NE | Generation | Land-based Wind | onshore wind | 6613015.14 | 7355338.48 | 8097661.82 | 8091233.791 | 8084805.762 | 8023311.5765 | 7961817.391 | 8021572.912 | 8081328.433 | 8058719.323 | 8036110.213 | 7985982.3085 | 7935854.404
| NE | Generation | NG-CC | natural gas nonpeaker | 129245.5741 | 94608.7741 | 59971.9741 | 75117.3757 | 90262.7773 | 63792.7646 | 37322.752 | 35452.8529 | 33582.9537 | 23369.3969 | 13155.84 | 13155.84 | 13155.84
| NE | Generation | NG-CT | natural gas peaker | 152470.3743 | 140559.3535 | 128648.3328 | 112660.7169 | 96673.101 | 95307.341 | 93941.581 | 92529.261 | 91116.941 | 82596.461 | 74075.981 | 74075.981 | 74075.981
| NE | Generation | Nuclear | nuclear | 6086923.92 | 6086923.92 | 6086923.92 | 6086923.92 | 6086923.92 | 6086923.92 | 6086923.92 | 6086923.92 | 6086923.92 | 6086923.92 | 6086923.92 | 6086923.92 | 6086923.92
| NE | Generation | Offshore Wind | offshore wind | 0 | 0 | 0 | 0 | 0 | 0 | 0 | 0 | 0 | 0 | 0 | 0 | 0
| NE | Generation | Oil-Gas-Steam | crude oil | 51261.1277 | 51261.1277 | 51261.1277 | 51261.1277 | 51261.1277 | 51261.1277 | 51261.1277 | 51261.1277 | 51261.1277 | 51261.1277 | 51261.1277 | 51261.1277 | 51261.1277
| NE | Generation | Rooftop PV | solar PV | 80248.1873 | 84458.6171 | 88669.0468 | 91179.1721 | 93689.2973 | 95816.2532 | 97943.2091 | 102906.4197 | 107869.6303 | 113774.1031 | 119678.5758 | 125950.0085 | 132221.4412
| NE | Generation | Storage | storage | 0 | 0 | 0 | 0 | 0 | 0 | 0 | 0 | 0 | 0 | 0 | 0 | 0
| NE | Generation | Utility PV | solar PV | 35613.4439 | 35613.4439 | 35613.4439 | 35613.4439 | 35613.4439 | 35436.4875 | 35259.531 | 171156.7072 | 307053.8833 | 305922.0627 | 304790.2421 | 303266.5253 | 301742.8085
| NH | Generation | Biopower | biomass | 32602.5 | 25053.7982 | 17505.0965 | 47058.5582 | 76612.02 | 110447.2102 | 144282.4003 | 144282.4003 | 144282.4003 | 144282.4003 | 144282.4003 | 97242.5833 | 50202.7663
| NH | Generation | Coal | hard coal | 0 | 0 | 0 | 0 | 0 | 98093.5311 | 196187.0621 | 98093.5311 | 0 | 0 | 0 | 0 | 0
| NH | Generation | CSP | solar thermal | 0 | 0 | 0 | 0 | 0 | 0 | 0 | 0 | 0 | 0 | 0 | 0 | 0
| NH | Generation | Geothermal | geothermal | 0 | 0 | 0 | 0 | 0 | 0 | 0 | 0 | 0 | 0 | 0 | 0 | 0
| NH | Generation | Hydro | hydro | 1325892.26 | 1326247.0755 | 1326601.891 | 1326601.891 | 1326601.891 | 1326601.891 | 1326601.891 | 1326601.891 | 1326601.891 | 1326601.891 | 1326601.891 | 1326601.891 | 1326601.891
| NH | Generation | Imports | hydro | 0 | 0 | 0 | 0 | 0 | 0 | 0 | 0 | 0 | 0 | 0 | 0 | 0
| NH | Generation | Land-based Wind | onshore wind | 621546.9868 | 710536.2611 | 799525.5355 | 799525.4296 | 799525.3237 | 816585.6835 | 833646.0433 | 871421.7741 | 909197.5048 | 915952.9551 | 922708.4054 | 975312.8917 | 1027917.378
| NH | Generation | NG-CC | natural gas nonpeaker | 765008.64 | 911498.34 | 1057988.04 | 1091184.889 | 1124381.738 | 944695.189 | 765008.64 | 615306.24 | 465603.84 | 448651.3551 | 431698.8702 | 361587.0351 | 291475.2
| NH | Generation | NG-CT | natural gas peaker | 0 | 0 | 0 | 0 | 0 | 0 | 0 | 0 | 0 | 0 | 0 | 0 | 0
| NH | Generation | Nuclear | nuclear | 9874255.414 | 9874255.414 | 9874255.414 | 9874255.414 | 9874255.414 | 9874255.414 | 9874255.414 | 9874255.414 | 9874255.414 | 9874255.414 | 9874255.414 | 9874255.414 | 9874255.414
| NH | Generation | Offshore Wind | offshore wind | 0 | 0 | 0 | 0 | 0 | 0 | 0 | 0 | 0 | 0 | 0 | 0 | 0
| NH | Generation | Oil-Gas-Steam | crude oil | 106183.7645 | 106183.7645 | 106183.7645 | 106183.7645 | 106183.7645 | 106183.7645 | 106183.7645 | 106183.7645 | 106183.7645 | 106183.7645 | 106183.7645 | 106183.7645 | 106183.7645
| NH | Generation | Rooftop PV | solar PV | 106981.3876 | 116829.8682 | 126678.3488 | 127893.3074 | 129108.266 | 130094.3647 | 131080.4633 | 132402.3483 | 133724.2333 | 135568.244 | 137412.2548 | 139956.6019 | 142500.9491
| NH | Generation | Storage | storage | 0 | 0 | 0 | 0 | 0 | 0 | 0 | 0 | 0 | 0 | 0 | 0 | 0
| NH | Generation | Utility PV | solar PV | 11560.5467 | 11560.5467 | 11560.5467 | 11560.5467 | 11560.5467 | 11503.1544 | 11445.7622 | 11388.5756 | 11331.389 | 11274.7957 | 11218.2024 | 11162.1966 | 11106.1908
| NJ | Generation | Biopower | biomass | 0 | 0 | 0 | 0 | 0 | 0 | 0 | 0 | 0 | 0 | 0 | 0 | 0
| NJ | Generation | Coal | hard coal | 0 | 0 | 0 | 0 | 0 | 0 | 0 | 0 | 0 | 0 | 0 | 0 | 0
| NJ | Generation | CSP | solar thermal | 0 | 0 | 0 | 0 | 0 | 0 | 0 | 0 | 0 | 0 | 0 | 0 | 0
| NJ | Generation | Geothermal | geothermal | 0 | 0 | 0 | 0 | 0 | 0 | 0 | 0 | 0 | 0 | 0 | 0 | 0
| NJ | Generation | Hydro | hydro | 21338.3002 | 21338.3002 | 21338.3002 | 21338.3002 | 21338.3002 | 21338.3002 | 21338.3002 | 21338.3002 | 21338.3002 | 21338.3002 | 21338.3002 | 21338.3002 | 21338.3002
| NJ | Generation | Imports | hydro | 0 | 0 | 0 | 0 | 0 | 0 | 0 | 0 | 0 | 0 | 0 | 0 | 0
| NJ | Generation | Land-based Wind | onshore wind | 20087.1924 | 20087.1924 | 20087.1924 | 20087.1924 | 20087.1924 | 20087.1924 | 20087.1924 | 20087.1924 | 20087.1924 | 20087.1924 | 20087.1924 | 20087.1924 | 20087.1924
| NJ | Generation | NG-CC | natural gas nonpeaker | 42258073.25 | 44813776.99 | 47369480.73 | 46287067.765 | 45204654.8 | 41489325.515 | 37773996.23 | 37074078.43 | 36374160.63 | 35873985.03 | 35373809.43 | 34697189.23 | 34020569.03
| NJ | Generation | NG-CT | natural gas peaker | 77014.12 | 77014.12 | 77014.12 | 75287.52 | 73560.92 | 70699.42 | 67837.92 | 67837.92 | 67837.92 | 67837.92 | 67837.92 | 66567.22 | 65296.52
| NJ | Generation | Nuclear | nuclear | 27811708.75 | 27811708.75 | 27811708.75 | 27811708.75 | 27811708.75 | 27811708.75 | 27811708.75 | 27811708.75 | 27811708.75 | 27811708.75 | 27811708.75 | 27811708.75 | 27811708.75
| NJ | Generation | Offshore Wind | offshore wind | 0 | 0 | 0 | 0 | 0 | 2116437.164 | 4232874.328 | 4232874.328 | 4232874.328 | 6564964.869 | 8897055.41 | 11214098.695 | 13531141.98
| NJ | Generation | Oil-Gas-Steam | crude oil | 806447.3837 | 791343.6586 | 776239.9334 | 776239.9334 | 776239.9334 | 764568.8731 | 752897.8128 | 752897.8128 | 752897.8128 | 752897.8128 | 752897.8128 | 752897.8128 | 752897.8128
| NJ | Generation | Rooftop PV | solar PV | 2804769.728 | 3015834.715 | 3226899.702 | 3376609.37 | 3526319.038 | 3635478.4595 | 3744637.881 | 3875047.0175 | 4005456.154 | 4155679.615 | 4305903.076 | 4514740.333 | 4723577.59
| NJ | Generation | Storage | storage | 0 | 0 | 0 | 0 | 0 | 0 | 0 | 0 | 0 | 0 | 0 | 0 | 0
| NJ | Generation | Utility PV | solar PV | 1193008.669 | 1504011.798 | 1815014.927 | 1808679.794 | 1802344.661 | 1793347.496 | 1784350.331 | 1775467.4575 | 1766584.584 | 1757763.0465 | 1748941.509 | 1740212.4595 | 1731483.41
| NM | Generation | Biopower | biomass | 0 | 0 | 0 | 0 | 0 | 0 | 0 | 0 | 0 | 0 | 0 | 0 | 0
| NM | Generation | Coal | hard coal | 19520083.02 | 19520083.02 | 19520083.02 | 19520083.02 | 19520083.02 | 19520083.02 | 19520083.02 | 19520083.02 | 19520083.02 | 19520083.02 | 19520083.02 | 19520083.02 | 19520083.02
| NM | Generation | CSP | solar thermal | 0 | 0 | 0 | 0 | 0 | 0 | 0 | 0 | 0 | 0 | 0 | 0 | 0
| NM | Generation | Geothermal | geothermal | 0 | 0 | 0 | 0 | 0 | 0 | 0 | 0 | 0 | 0 | 0 | 0 | 0
| NM | Generation | Hydro | hydro | 188678.638 | 188678.638 | 188678.638 | 188678.638 | 188678.638 | 188678.638 | 188678.638 | 188678.638 | 188678.638 | 188678.638 | 188678.638 | 188678.638 | 188678.638
| NM | Generation | Imports | hydro | 0 | 0 | 0 | 0 | 0 | 0 | 0 | 0 | 0 | 0 | 0 | 0 | 0
| NM | Generation | Land-based Wind | onshore wind | 6149030.393 | 6581679.7115 | 7014329.03 | 7384386.051 | 7754443.072 | 7697321.3525 | 7640199.633 | 8927461.9715 | 10214724.31 | 12207390.195 | 14200056.08 | 14228420.83 | 14256785.58
| NM | Generation | NG-CC | natural gas nonpeaker | 8194302.112 | 8204567.528 | 8214832.944 | 7647130.3395 | 7079427.735 | 5239318.68 | 3399209.625 | 2830490.4745 | 2261771.324 | 2152614.125 | 2043456.926 | 2019398.882 | 1995340.838
| NM | Generation | NG-CT | natural gas peaker | 18345.3455 | 18458.2182 | 18571.0909 | 18296.4893 | 18021.8878 | 15151.0439 | 12280.2 | 11096.8 | 9913.4 | 9913.4 | 9913.4 | 9913.4 | 9913.4
| NM | Generation | Nuclear | nuclear | 0 | 0 | 0 | 0 | 0 | 0 | 0 | 0 | 0 | 0 | 0 | 0 | 0
| NM | Generation | Offshore Wind | offshore wind | 0 | 0 | 0 | 0 | 0 | 0 | 0 | 0 | 0 | 0 | 0 | 0 | 0
| NM | Generation | Oil-Gas-Steam | crude oil | 14646.0365 | 14646.0365 | 14646.0365 | 14646.0365 | 14646.0365 | 14646.0365 | 14646.0365 | 14646.0365 | 14646.0365 | 14646.0365 | 14646.0365 | 14646.0365 | 14646.0365
| NM | Generation | Rooftop PV | solar PV | 262325.8952 | 337802.3669 | 413278.8386 | 493622.3404 | 573965.8421 | 660777.0709 | 747588.2996 | 856413.2694 | 965238.2392 | 1090505.5356 | 1215772.832 | 1248057.752 | 1280342.672
| NM | Generation | Storage | storage | 0 | 0 | 0 | 0 | 0 | 0 | 0 | 0 | 0 | 0 | 0 | 0 | 0
| NM | Generation | Utility PV | solar PV | 1638591.803 | 1641359.255 | 1644126.707 | 1644141.912 | 1644157.117 | 2631996.779 | 3619836.441 | 4313576.406 | 5007316.371 | 4982292.5975 | 4957268.824 | 5024353.661 | 5091438.498
| NV | Generation | Biopower | biomass | 0 | 0 | 0 | 0 | 0 | 0 | 0 | 0 | 0 | 0 | 0 | 0 | 0
| NV | Generation | Coal | hard coal | 3699245.467 | 3692765.262 | 3686285.057 | 4243730.553 | 4801176.049 | 3931364.174 | 3061552.299 | 2340036.9945 | 1618521.69 | 1618521.69 | 1618521.69 | 1618521.69 | 1618521.69
| NV | Generation | CSP | solar thermal | 656730.8352 | 656730.8352 | 656730.8352 | 656730.8352 | 656730.8352 | 656730.8352 | 656730.8352 | 656730.8352 | 656730.8352 | 656730.8352 | 656730.8352 | 656730.8352 | 656730.8352
| NV | Generation | Geothermal | geothermal | 2562300 | 2562300 | 2562300 | 2562300 | 2562300 | 2562300 | 2562300 | 2562300 | 2562300 | 2562300 | 2562300 | 2562300 | 2562300
| NV | Generation | Hydro | hydro | 2033478.283 | 2033478.283 | 2033478.283 | 2033478.283 | 2033478.283 | 2033478.283 | 2033478.283 | 2033478.283 | 2033478.283 | 2033478.283 | 2033478.283 | 2033478.283 | 2033478.283
| NV | Generation | Imports | hydro | 0 | 0 | 0 | 0 | 0 | 0 | 0 | 0 | 0 | 0 | 0 | 0 | 0
| NV | Generation | Land-based Wind | onshore wind | 403934.6474 | 403934.6474 | 403934.6474 | 403726.84 | 403519.0327 | 403366.303 | 403213.5733 | 897009.8512 | 1390806.129 | 1987530.686 | 2584255.243 | 3524395.0015 | 4464534.76
| NV | Generation | NG-CC | natural gas nonpeaker | 29822836.86 | 29668279.765 | 29513722.67 | 35238042.23 | 40962361.79 | 42437349.28 | 43912336.77 | 45540392.96 | 47168449.15 | 47549634.75 | 47930820.35 | 47075630.24 | 46220440.13
| NV | Generation | NG-CT | natural gas peaker | 0 | 0 | 0 | 0 | 0 | 0 | 0 | 0 | 0 | 0 | 0 | 0 | 0
| NV | Generation | Nuclear | nuclear | 0 | 0 | 0 | 0 | 0 | 0 | 0 | 0 | 0 | 0 | 0 | 0 | 0
| NV | Generation | Offshore Wind | offshore wind | 0 | 0 | 0 | 0 | 0 | 0 | 0 | 0 | 0 | 0 | 0 | 0 | 0
| NV | Generation | Oil-Gas-Steam | crude oil | 44853.4867 | 44853.4867 | 44853.4867 | 44853.4867 | 44853.4867 | 44853.4867 | 44853.4867 | 44853.4867 | 44853.4867 | 44853.4867 | 44853.4867 | 44853.4867 | 44853.4867
| NV | Generation | Rooftop PV | solar PV | 644037.7306 | 657191.2529 | 670344.7753 | 673430.6248 | 676516.4743 | 678550.545 | 680584.6157 | 683376.5855 | 686168.5553 | 691435.1227 | 696701.6901 | 699991.9249 | 703282.1597
| NV | Generation | Storage | storage | 0 | 0 | 0 | 0 | 0 | 0 | 0 | 0 | 0 | 0 | 0 | 0 | 0
| NV | Generation | Utility PV | solar PV | 4689452.718 | 5635603.703 | 6581754.688 | 6581754.688 | 6581754.688 | 6548914.132 | 6516073.576 | 6629949.349 | 6743825.122 | 7824296.271 | 8904767.42 | 9704167.35 | 10503567.28
| NY | Generation | Biopower | biomass | 0 | 0 | 0 | 11930.1 | 23860.2 | 78473.154 | 133086.108 | 133086.108 | 133086.108 | 117093.846 | 101101.584 | 94638.5108 | 88175.4375
| NY | Generation | Coal | hard coal | 8890802.593 | 10197591.4015 | 11504380.21 | 11027305.9 | 10550231.59 | 11386382.96 | 12222534.33 | 11389281.3 | 10556028.27 | 9917844.384 | 9279660.498 | 9017821.9015 | 8755983.305
| NY | Generation | CSP | solar thermal | 0 | 0 | 0 | 0 | 0 | 0 | 0 | 0 | 0 | 0 | 0 | 0 | 0
| NY | Generation | Geothermal | geothermal | 0 | 0 | 0 | 0 | 0 | 0 | 0 | 0 | 0 | 0 | 0 | 0 | 0
| NY | Generation | Hydro | hydro | 24372662.26 | 24829627.975 | 25286593.69 | 25279646.425 | 25272699.16 | 25326232.375 | 25379765.59 | 25379765.59 | 25379765.59 | 25379765.59 | 25379765.59 | 25379765.59 | 25379765.59
| NY | Generation | Imports | hydro | 18522711.67 | 17548323.325 | 16573934.98 | 14899234.935 | 13224534.89 | 13483901.59 | 13743268.29 | 12996220.81 | 12249173.33 | 13528636.66 | 14808099.99 | 14585901.635 | 14363703.28
| NY | Generation | Land-based Wind | onshore wind | 5709737.495 | 6657692.2965 | 7605647.098 | 9651113.649 | 11696580.2 | 14296971.135 | 16897362.07 | 23969513.9 | 31041665.73 | 35056214.81 | 39070763.89 | 42686216.415 | 46301668.94
| NY | Generation | NG-CC | natural gas nonpeaker | 46015587.45 | 43605381.805 | 41195176.16 | 41408392.72 | 41621609.28 | 38373128.015 | 35124646.75 | 33256189.52 | 31387732.29 | 30911052.805 | 30434373.32 | 30360822.945 | 30287272.57
| NY | Generation | NG-CT | natural gas peaker | 139454.96 | 108764.16 | 78073.36 | 78073.36 | 78073.36 | 78073.36 | 78073.36 | 68397.2727 | 58721.1854 | 46329.1137 | 33937.0419 | 29947.121 | 25957.2
| NY | Generation | Nuclear | nuclear | 42614008.91 | 38659879.89 | 34705750.87 | 30589962.64 | 26474174.41 | 26474174.41 | 26474174.41 | 26474174.41 | 26474174.41 | 26474174.41 | 26474174.41 | 21703445.02 | 16932715.63
| NY | Generation | Offshore Wind | offshore wind | 0 | 0 | 0 | 248774.8912 | 497549.7824 | 3796622.7432 | 7095695.704 | 7095695.704 | 7095695.704 | 8191471.3355 | 9287246.967 | 12276613.3235 | 15265979.68
| NY | Generation | Oil-Gas-Steam | crude oil | 1460942.139 | 1460942.139 | 1460942.139 | 1460942.139 | 1460942.139 | 1460942.139 | 1460942.139 | 1460942.139 | 1460942.139 | 1460942.139 | 1460942.139 | 1378558.1835 | 1296174.228
| NY | Generation | Rooftop PV | solar PV | 1845961.663 | 2044701.421 | 2243441.179 | 2286140.0505 | 2328838.922 | 2370682.06 | 2412525.198 | 2466098.1275 | 2519671.057 | 2586266.618 | 2652862.179 | 2738705.0805 | 2824547.982
| NY | Generation | Storage | storage | 0 | 0 | 0 | 0 | 0 | 0 | 0 | 0 | 0 | 0 | 0 | 0 | 0
| NY | Generation | Utility PV | solar PV | 467353.9909 | 467400.4268 | 467446.8628 | 467446.8628 | 467446.8628 | 465122.8118 | 462798.7609 | 460486.727 | 458174.6931 | 455886.7083 | 453598.7234 | 451334.555 | 449070.3866
| OH | Generation | Biopower | biomass | 0 | 0 | 0 | 0 | 0 | 0 | 0 | 0 | 0 | 0 | 0 | 0 | 0
| OH | Generation | Coal | hard coal | 73047071.89 | 65734190.1 | 58421308.31 | 59735389.47 | 61049470.63 | 62270854.55 | 63492238.47 | 63447399.06 | 63402559.65 | 63764281.28 | 64126002.91 | 60945121.74 | 57764240.57
| OH | Generation | CSP | solar thermal | 0 | 0 | 0 | 0 | 0 | 0 | 0 | 0 | 0 | 0 | 0 | 0 | 0
| OH | Generation | Geothermal | geothermal | 0 | 0 | 0 | 0 | 0 | 0 | 0 | 0 | 0 | 0 | 0 | 0 | 0
| OH | Generation | Hydro | hydro | 437337.9727 | 437337.9727 | 437337.9727 | 437337.9727 | 437337.9727 | 437337.9727 | 437337.9727 | 437337.9727 | 437337.9727 | 437337.9727 | 437337.9727 | 437337.9727 | 437337.9727
| OH | Generation | Imports | hydro | 0 | 0 | 0 | 0 | 0 | 0 | 0 | 0 | 0 | 0 | 0 | 0 | 0
| OH | Generation | Land-based Wind | onshore wind | 2104115.644 | 3186657.7425 | 4269199.841 | 4269199.841 | 4269199.841 | 4269199.841 | 4269199.841 | 4269199.841 | 4269199.841 | 4269199.841 | 4269199.841 | 4269199.841 | 4269199.841
| OH | Generation | NG-CC | natural gas nonpeaker | 53062078.28 | 53202360.065 | 53342641.85 | 69532525.29 | 85722408.73 | 88749064.645 | 91775720.56 | 93507062.78 | 95238405 | 94436156.745 | 93633908.49 | 94214279.95 | 94794651.41
| OH | Generation | NG-CT | natural gas peaker | 260546.195 | 251353.6103 | 242161.0256 | 242161.0256 | 242161.0256 | 242161.0256 | 242161.0256 | 242161.0256 | 242161.0256 | 242161.0256 | 242161.0256 | 240147.3056 | 238133.5856
| OH | Generation | Nuclear | nuclear | 16869474.86 | 13335896.95 | 9802319.04 | 4901159.52 | 0 | 0 | 0 | 0 | 0 | 0 | 0 | 0 | 0
| OH | Generation | Offshore Wind | offshore wind | 0 | 36131.5487 | 72263.0974 | 72263.0974 | 72263.0974 | 72263.0974 | 72263.0974 | 72263.0974 | 72263.0974 | 72263.0974 | 72263.0974 | 72263.0974 | 72263.0974
| OH | Generation | Oil-Gas-Steam | crude oil | 421531.2374 | 421531.2374 | 421531.2374 | 421531.2374 | 421531.2374 | 421531.2374 | 421531.2374 | 421531.2374 | 421531.2374 | 421531.2374 | 421531.2374 | 421531.2374 | 421531.2374
| OH | Generation | Rooftop PV | solar PV | 164787.6514 | 178279.5749 | 191771.4983 | 213750.7797 | 235730.0612 | 271704.32 | 307678.5789 | 366470.7843 | 425262.9896 | 518713.2805 | 612163.5715 | 757357.8649 | 902552.1582
| OH | Generation | Storage | storage | 0 | 0 | 0 | 0 | 0 | 0 | 0 | 0 | 0 | 0 | 0 | 0 | 0
| OH | Generation | Utility PV | solar PV | 151783.7863 | 151783.7863 | 151783.7863 | 151783.7863 | 151783.7863 | 151028.6307 | 150273.475 | 149522.9773 | 148772.4796 | 148029.8404 | 147287.2013 | 1726415.6721 | 3305544.143
| OK | Generation | Biopower | biomass | 0 | 0 | 0 | 0 | 0 | 0 | 0 | 0 | 0 | 0 | 0 | 0 | 0
| OK | Generation | Coal | hard coal | 14308459.21 | 13595362.325 | 12882265.44 | 10679729.0475 | 8477192.655 | 9031939.244 | 9586685.833 | 7846796.573 | 6106907.313 | 6303079.1065 | 6499250.9 | 6976530.7235 | 7453810.547
| OK | Generation | CSP | solar thermal | 0 | 0 | 0 | 0 | 0 | 0 | 0 | 0 | 0 | 0 | 0 | 0 | 0
| OK | Generation | Geothermal | geothermal | 0 | 0 | 0 | 0 | 0 | 0 | 0 | 0 | 0 | 0 | 0 | 0 | 0
| OK | Generation | Hydro | hydro | 2088037.467 | 2090499.307 | 2092961.147 | 2093466.7505 | 2093972.354 | 2093993.699 | 2094015.044 | 2094262.785 | 2094510.526 | 2094510.526 | 2094510.526 | 2094510.526 | 2094510.526
| OK | Generation | Imports | hydro | 0 | 0 | 0 | 0 | 0 | 0 | 0 | 0 | 0 | 0 | 0 | 0 | 0
| OK | Generation | Land-based Wind | onshore wind | 28445889.75 | 29379210.93 | 30312532.11 | 30268737.14 | 30224942.17 | 30000058.155 | 29775174.14 | 29731858.67 | 29688543.2 | 29540533.785 | 29392524.37 | 29373911.85 | 29355299.33
| OK | Generation | NG-CC | natural gas nonpeaker | 34202859.46 | 33815114.75 | 33427370.04 | 32526263.65 | 31625157.26 | 27949932.835 | 24274708.41 | 22923149.9 | 21571591.39 | 21266522.315 | 20961453.24 | 19944931.36 | 18928409.48
| OK | Generation | NG-CT | natural gas peaker | 150954.9273 | 150954.9273 | 150954.9273 | 147972.0355 | 144989.1437 | 105100.1518 | 65211.16 | 62048.96 | 58886.76 | 58886.76 | 58886.76 | 58886.76 | 58886.76
| OK | Generation | Nuclear | nuclear | 0 | 0 | 0 | 0 | 0 | 0 | 0 | 0 | 0 | 0 | 0 | 0 | 0
| OK | Generation | Offshore Wind | offshore wind | 0 | 0 | 0 | 0 | 0 | 0 | 0 | 0 | 0 | 0 | 0 | 0 | 0
| OK | Generation | Oil-Gas-Steam | crude oil | 224379.9223 | 121801.4226 | 19222.9229 | 19222.9229 | 19222.9229 | 19222.9229 | 19222.9229 | 19222.9229 | 19222.9229 | 19222.9229 | 19222.9229 | 19222.9229 | 19222.9229
| OK | Generation | Rooftop PV | solar PV | 8073.206 | 19586.075 | 31098.944 | 50423.4249 | 69747.9058 | 106152.0889 | 142556.272 | 207388.3723 | 272220.4726 | 371485.064 | 470749.6554 | 616661.0125 | 762572.3695
| OK | Generation | Storage | storage | 0 | 0 | 0 | 0 | 0 | 0 | 0 | 0 | 0 | 0 | 0 | 0 | 0
| OK | Generation | Utility PV | solar PV | 70321.9016 | 70321.9016 | 70321.9016 | 70321.9016 | 70321.9016 | 999535.1338 | 1928748.366 | 2023510.722 | 2118273.078 | 3292871.8135 | 4467470.549 | 5072024.703 | 5676578.857
| OR | Generation | Biopower | biomass | 0 | 0 | 0 | 0 | 0 | 0 | 0 | 0 | 0 | 0 | 0 | 1759.0085 | 3518.0169
| OR | Generation | Coal | hard coal | 2350471.872 | 2133683.322 | 1916894.772 | 958447.386 | 0 | 0 | 0 | 0 | 0 | 0 | 0 | 0 | 0
| OR | Generation | CSP | solar thermal | 0 | 0 | 0 | 0 | 0 | 0 | 0 | 0 | 0 | 0 | 0 | 0 | 0
| OR | Generation | Geothermal | geothermal | 0 | 0 | 0 | 0 | 0 | 0 | 0 | 0 | 0 | 0 | 0 | 0 | 0
| OR | Generation | Hydro | hydro | 26216573.8 | 26856958.45 | 27497343.1 | 27497343.1 | 27497343.1 | 27497343.1 | 27497343.1 | 27497343.1 | 27497343.1 | 27497343.1 | 27497343.1 | 27497343.1 | 27497343.1
| OR | Generation | Imports | hydro | 0 | 0 | 0 | 0 | 0 | 0 | 0 | 0 | 0 | 0 | 0 | 0 | 0
| OR | Generation | Land-based Wind | onshore wind | 8233962.521 | 9288194.2255 | 10342425.93 | 10376509.96 | 10410593.99 | 10406158.87 | 10401723.75 | 10397867.715 | 10394011.68 | 10349843.83 | 10305675.98 | 10467423.985 | 10629171.99
| OR | Generation | NG-CC | natural gas nonpeaker | 14630972.48 | 13734149.12 | 12837325.76 | 18126410.99 | 23415496.22 | 27358220.62 | 31300945.02 | 30040414.44 | 28779883.86 | 29312516.975 | 29845150.09 | 28290385.705 | 26735621.32
| OR | Generation | NG-CT | natural gas peaker | 0 | 0 | 0 | 0 | 0 | 1699.4613 | 3398.9227 | 5374.7919 | 7350.6612 | 3675.3306 | 0 | 0 | 0
| OR | Generation | Nuclear | nuclear | 0 | 0 | 0 | 0 | 0 | 0 | 0 | 0 | 0 | 0 | 0 | 0 | 0
| OR | Generation | Offshore Wind | offshore wind | 0 | 0 | 0 | 0 | 0 | 0 | 0 | 0 | 0 | 0 | 0 | 0 | 0
| OR | Generation | Oil-Gas-Steam | crude oil | 201840.6902 | 201840.6902 | 201840.6902 | 201840.6902 | 201840.6902 | 201840.6902 | 201840.6902 | 201840.6902 | 201840.6902 | 201840.6902 | 201840.6902 | 201840.6902 | 201840.6902
| OR | Generation | Rooftop PV | solar PV | 198807.091 | 228585.4894 | 258363.8878 | 278729.4176 | 299094.9473 | 320215.0139 | 341335.0806 | 378393.3235 | 415451.5664 | 463334.3629 | 511217.1595 | 575869.2482 | 640521.3369
| OR | Generation | Storage | storage | 0 | 0 | 0 | 0 | 0 | 0 | 0 | 0 | 0 | 0 | 0 | 0 | 0
| OR | Generation | Utility PV | solar PV | 664096.4626 | 708946.4922 | 753796.5218 | 753769.3956 | 753742.2694 | 749557.2951 | 745372.3207 | 741657.7177 | 737943.1147 | 734559.3913 | 731175.6679 | 727720.8478 | 724266.0277
| PA | Generation | Biopower | biomass | 0 | 9206.925 | 18413.85 | 9810.675 | 1207.5 | 603.75 | 0 | 603.75 | 1207.5 | 603.75 | 0 | 0 | 0
| PA | Generation | Coal | hard coal | 53070165.35 | 48987533.255 | 44904901.16 | 46411130.04 | 47917358.92 | 48328633.88 | 48739908.84 | 47902775.14 | 47065641.44 | 46315441.89 | 45565242.34 | 46380681.77 | 47196121.2
| PA | Generation | CSP | solar thermal | 0 | 0 | 0 | 0 | 0 | 0 | 0 | 0 | 0 | 0 | 0 | 0 | 0
| PA | Generation | Geothermal | geothermal | 0 | 0 | 0 | 0 | 0 | 0 | 0 | 0 | 0 | 0 | 0 | 0 | 0
| PA | Generation | Hydro | hydro | 2389691.262 | 2488577.2375 | 2587463.213 | 2586509.801 | 2585556.389 | 2586509.801 | 2587463.213 | 2587463.213 | 2587463.213 | 2587463.213 | 2587463.213 | 2587463.213 | 2587463.213
| PA | Generation | Imports | hydro | 0 | 0 | 0 | 0 | 0 | 0 | 0 | 0 | 0 | 0 | 0 | 0 | 0
| PA | Generation | Land-based Wind | onshore wind | 4194197.587 | 4961258.4465 | 5728319.306 | 6897393.532 | 8066467.758 | 8066467.758 | 8066467.758 | 11336624.464 | 14606781.17 | 14606763.2 | 14606745.23 | 14606746.03 | 14606746.83
| PA | Generation | NG-CC | natural gas nonpeaker | 101596679.3 | 117496216.55 | 133395753.8 | 133574436.1 | 133753118.4 | 129181610.15 | 124610101.9 | 123298024.8 | 121985947.7 | 121810881.1 | 121635814.5 | 120133217.95 | 118630621.4
| PA | Generation | NG-CT | natural gas peaker | 556883.5237 | 457328.0508 | 357772.578 | 349639.9396 | 341507.3012 | 341507.3012 | 341507.3012 | 339293.7612 | 337080.2212 | 337080.2212 | 337080.2212 | 337080.2212 | 337080.2212
| PA | Generation | Nuclear | nuclear | 58075578.27 | 54902472.735 | 51729367.2 | 44583160.42 | 37436953.64 | 37436953.64 | 37436953.64 | 37436953.64 | 37436953.64 | 37436953.64 | 37436953.64 | 37436953.64 | 37436953.64
| PA | Generation | Offshore Wind | offshore wind | 0 | 0 | 0 | 0 | 0 | 0 | 0 | 0 | 0 | 0 | 0 | 0 | 0
| PA | Generation | Oil-Gas-Steam | crude oil | 1784776.094 | 1771351.6165 | 1757927.139 | 1771351.6165 | 1784776.094 | 1784776.094 | 1784776.094 | 1784776.094 | 1784776.094 | 1783245.95 | 1781715.806 | 1789657.5835 | 1797599.361
| PA | Generation | Rooftop PV | solar PV | 495110.1354 | 617228.3501 | 739346.5648 | 875533.6739 | 1011720.783 | 1170433.9475 | 1329147.112 | 1530397.902 | 1731648.692 | 1976515.9645 | 2221383.237 | 2513426.499 | 2805469.761
| PA | Generation | Storage | storage | 0 | 0 | 0 | 0 | 0 | 0 | 0 | 0 | 0 | 0 | 0 | 0 | 0
| PA | Generation | Utility PV | solar PV | 79251.2099 | 79252.0236 | 79252.8374 | 79253.6346 | 79254.4319 | 78858.8965 | 78463.361 | 78071.6986 | 77680.0362 | 77292.5253 | 76905.0145 | 76521.6156 | 76138.2167
| RI | Generation | Biopower | biomass | 11552.64 | 6438.912 | 1325.184 | 6775.2008 | 12225.2175 | 12225.2175 | 12225.2175 | 12225.2175 | 12225.2175 | 12225.2175 | 12225.2175 | 12225.2175 | 12225.2175
| RI | Generation | Coal | hard coal | 0 | 0 | 0 | 0 | 0 | 0 | 0 | 0 | 0 | 0 | 0 | 0 | 0
| RI | Generation | CSP | solar thermal | 0 | 0 | 0 | 0 | 0 | 0 | 0 | 0 | 0 | 0 | 0 | 0 | 0
| RI | Generation | Geothermal | geothermal | 0 | 0 | 0 | 0 | 0 | 0 | 0 | 0 | 0 | 0 | 0 | 0 | 0
| RI | Generation | Hydro | hydro | 12248.0608 | 12248.0608 | 12248.0608 | 12248.0608 | 12248.0608 | 12248.0608 | 12248.0608 | 12248.0608 | 12248.0608 | 12248.0608 | 12248.0608 | 12248.0608 | 12248.0608
| RI | Generation | Imports | hydro | 0 | 0 | 0 | 0 | 0 | 0 | 0 | 0 | 0 | 0 | 0 | 0 | 0
| RI | Generation | Land-based Wind | onshore wind | 59085.3737 | 59085.3737 | 59085.3737 | 59085.3737 | 59085.3737 | 59085.3737 | 59085.3737 | 59046.0746 | 59006.7754 | 58652.3943 | 58298.0131 | 57334.2802 | 56370.5474
| RI | Generation | NG-CC | natural gas nonpeaker | 1049175.803 | 996329.2867 | 943482.7703 | 1204126.5256 | 1464770.281 | 1057978.7405 | 651187.2 | 589672.32 | 528157.44 | 528157.44 | 528157.44 | 436725.4889 | 345293.5378
| RI | Generation | NG-CT | natural gas peaker | 0 | 0 | 0 | 0 | 0 | 0 | 0 | 0 | 0 | 0 | 0 | 0 | 0
| RI | Generation | Nuclear | nuclear | 0 | 0 | 0 | 0 | 0 | 0 | 0 | 0 | 0 | 0 | 0 | 0 | 0
| RI | Generation | Offshore Wind | offshore wind | 95759.7625 | 97164.6684 | 98569.5743 | 98568.9722 | 98568.3701 | 909981.9796 | 1721395.589 | 1721395.589 | 1721395.589 | 1721373.8585 | 1721352.128 | 1721356.762 | 1721361.396
| RI | Generation | Oil-Gas-Steam | crude oil | 168887.1082 | 168887.1082 | 168887.1082 | 168887.1082 | 168887.1082 | 168887.1082 | 168887.1082 | 168887.1082 | 168887.1082 | 168887.1082 | 168887.1082 | 168887.1082 | 168887.1082
| RI | Generation | Rooftop PV | solar PV | 118262.6518 | 128555.7485 | 138848.8453 | 151786.67 | 164724.4948 | 173360.1122 | 181995.7296 | 188832.832 | 195669.9345 | 201628.3732 | 207586.8119 | 214677.9031 | 221768.9943
| RI | Generation | Storage | storage | 0 | 0 | 0 | 0 | 0 | 0 | 0 | 0 | 0 | 0 | 0 | 0 | 0
| RI | Generation | Utility PV | solar PV | 39139.7016 | 58047.77 | 76955.8384 | 76955.8384 | 76955.8384 | 76572.1337 | 76188.429 | 75809.5554 | 75430.6818 | 75053.8595 | 74677.0372 | 74304.0995 | 73931.1619
| SC | Generation | Biopower | biomass | 0 | 0 | 0 | 0 | 0 | 0 | 0 | 0 | 0 | 0 | 0 | 0 | 0
| SC | Generation | Coal | hard coal | 25077374.98 | 23635877 | 22194379.02 | 21481075.015 | 20767771.01 | 22592376.415 | 24416981.82 | 24307990.235 | 24198998.65 | 23978223.435 | 23757448.22 | 23957760.745 | 24158073.27
| SC | Generation | CSP | solar thermal | 0 | 0 | 0 | 0 | 0 | 0 | 0 | 0 | 0 | 0 | 0 | 0 | 0
| SC | Generation | Geothermal | geothermal | 0 | 0 | 0 | 0 | 0 | 0 | 0 | 0 | 0 | 0 | 0 | 0 | 0
| SC | Generation | Hydro | hydro | 1921724.649 | 1925776.1105 | 1929827.572 | 1926821.898 | 1923816.224 | 1926821.898 | 1929827.572 | 1929827.572 | 1929827.572 | 1929827.572 | 1929827.572 | 1929827.572 | 1929827.572
| SC | Generation | Imports | hydro | 0 | 0 | 0 | 0 | 0 | 0 | 0 | 0 | 0 | 0 | 0 | 0 | 0
| SC | Generation | Land-based Wind | onshore wind | 0 | 0 | 0 | 0 | 0 | 0 | 0 | 0 | 0 | 0 | 0 | 40837.33 | 81674.66
| SC | Generation | NG-CC | natural gas nonpeaker | 18911743.76 | 18704905.18 | 18498066.6 | 18565037.98 | 18632009.36 | 19722955.3 | 20813901.24 | 23435597.985 | 26057294.73 | 25721325.56 | 25385356.39 | 24604198.44 | 23823040.49
| SC | Generation | NG-CT | natural gas peaker | 146859.582 | 146122.382 | 145385.182 | 145385.182 | 145385.182 | 145385.182 | 145385.182 | 145385.182 | 145385.182 | 142397.582 | 139409.982 | 112737.8466 | 86065.7112
| SC | Generation | Nuclear | nuclear | 51985508.13 | 51985508.13 | 51985508.13 | 51985508.13 | 51985508.13 | 51985508.13 | 51985508.13 | 51985508.13 | 51985508.13 | 51985508.13 | 51985508.13 | 51985508.13 | 51985508.13
| SC | Generation | Offshore Wind | offshore wind | 0 | 0 | 0 | 0 | 0 | 0 | 0 | 0 | 0 | 0 | 0 | 0 | 0
| SC | Generation | Oil-Gas-Steam | crude oil | 165225.599 | 165225.599 | 165225.599 | 165225.599 | 165225.599 | 165225.599 | 165225.599 | 165225.599 | 165225.599 | 165225.599 | 165225.599 | 165225.599 | 165225.599
| SC | Generation | Rooftop PV | solar PV | 301457.464 | 419149.1096 | 536840.7553 | 652678.9221 | 768517.089 | 878625.3203 | 988733.5516 | 1133495.2508 | 1278256.95 | 1345251.0965 | 1412245.243 | 1503612.25 | 1594979.257
| SC | Generation | Storage | storage | 0 | 0 | 0 | 0 | 0 | 0 | 0 | 0 | 0 | 0 | 0 | 0 | 0
| SC | Generation | Utility PV | solar PV | 644595.6407 | 891709.0418 | 1138822.443 | 1138822.443 | 1138822.443 | 1133158.933 | 1127495.423 | 1410322.873 | 1693150.323 | 8050800.6865 | 14408451.05 | 14336414.235 | 14264377.42
| SD | Generation | Biopower | biomass | 0 | 0 | 0 | 0 | 0 | 0 | 0 | 0 | 0 | 0 | 0 | 0 | 0
| SD | Generation | Coal | hard coal | 2496579.619 | 2296785.449 | 2096991.279 | 2231718.9165 | 2366446.554 | 2642659.266 | 2918871.978 | 2904418.114 | 2889964.25 | 2775290.862 | 2660617.474 | 2725101.218 | 2789584.962
| SD | Generation | CSP | solar thermal | 0 | 0 | 0 | 0 | 0 | 0 | 0 | 0 | 0 | 0 | 0 | 0 | 0
| SD | Generation | Geothermal | geothermal | 0 | 0 | 0 | 0 | 0 | 0 | 0 | 0 | 0 | 0 | 0 | 0 | 0
| SD | Generation | Hydro | hydro | 3915703.893 | 4079037.8985 | 4242371.904 | 4234368.5935 | 4226365.283 | 4232517.6435 | 4238670.004 | 4238235.023 | 4237800.042 | 4240705.3175 | 4243610.593 | 4248685.9465 | 4253761.3
| SD | Generation | Imports | hydro | 0 | 0 | 0 | 0 | 0 | 0 | 0 | 0 | 0 | 0 | 0 | 0 | 0
| SD | Generation | Land-based Wind | onshore wind | 2943960.727 | 4149727.028 | 5355493.329 | 5365274.892 | 5375056.455 | 5375253.407 | 5375450.359 | 5388497.121 | 5401543.883 | 5611972.7195 | 5822401.556 | 6025544.386 | 6228687.216
| SD | Generation | NG-CC | natural gas nonpeaker | 1489725.652 | 1433880.631 | 1378035.61 | 1453087.9355 | 1528140.261 | 1248696.9959 | 969253.7307 | 837601.9976 | 705950.2645 | 703361.8737 | 700773.4829 | 691105.2648 | 681437.0468
| SD | Generation | NG-CT | natural gas peaker | 33486.836 | 29366.4309 | 25246.0259 | 25812.1029 | 26378.18 | 25641.95 | 24905.72 | 21287.62 | 17669.52 | 15778.02 | 13886.52 | 13886.52 | 13886.52
| SD | Generation | Nuclear | nuclear | 0 | 0 | 0 | 0 | 0 | 0 | 0 | 0 | 0 | 0 | 0 | 0 | 0
| SD | Generation | Offshore Wind | offshore wind | 0 | 0 | 0 | 0 | 0 | 0 | 0 | 0 | 0 | 0 | 0 | 0 | 0
| SD | Generation | Oil-Gas-Steam | crude oil | 0 | 0 | 0 | 0 | 0 | 0 | 0 | 0 | 0 | 0 | 0 | 0 | 0
| SD | Generation | Rooftop PV | solar PV | 77514.6208 | 79476.8986 | 81439.1764 | 83269.1763 | 85099.1761 | 86903.9427 | 88708.7094 | 91236.6501 | 93764.5909 | 97103.1181 | 100441.6454 | 104503.2912 | 108564.9369
| SD | Generation | Storage | storage | 0 | 0 | 0 | 0 | 0 | 0 | 0 | 0 | 0 | 0 | 0 | 0 | 0
| SD | Generation | Utility PV | solar PV | 2155.9456 | 2155.9456 | 2155.9456 | 2155.9456 | 2155.9456 | 2145.1713 | 2134.397 | 2123.7336 | 2113.0703 | 57922.8883 | 113732.7063 | 113164.0603 | 112595.4142
| TN | Generation | Biopower | biomass | 0 | 0 | 0 | 0 | 0 | 0 | 0 | 0 | 0 | 0 | 0 | 0 | 0
| TN | Generation | Coal | hard coal | 30631446.83 | 27345035.375 | 24058623.92 | 26696531.92 | 29334439.92 | 30474894.31 | 31615348.7 | 31093914.205 | 30572479.71 | 30595064.41 | 30617649.11 | 28001400.065 | 25385151.02
| TN | Generation | CSP | solar thermal | 0 | 0 | 0 | 0 | 0 | 0 | 0 | 0 | 0 | 0 | 0 | 0 | 0
| TN | Generation | Geothermal | geothermal | 0 | 0 | 0 | 0 | 0 | 0 | 0 | 0 | 0 | 0 | 0 | 0 | 0
| TN | Generation | Hydro | hydro | 7843297.359 | 8031611.321 | 8219925.283 | 8218265.968 | 8216606.653 | 8213960.989 | 8211315.325 | 8213885.851 | 8216456.377 | 8230666.6355 | 8244876.894 | 8244876.894 | 8244876.894
| TN | Generation | Imports | hydro | 0 | 0 | 0 | 0 | 0 | 0 | 0 | 0 | 0 | 0 | 0 | 0 | 0
| TN | Generation | Land-based Wind | onshore wind | 76764.1527 | 76764.1527 | 76764.1527 | 76764.1527 | 76764.1527 | 76764.1527 | 76764.1527 | 76764.1527 | 76764.1527 | 76764.1527 | 76764.1527 | 73994.3121 | 71224.4715
| TN | Generation | NG-CC | natural gas nonpeaker | 19407801.19 | 19407801.19 | 19407801.19 | 19407801.19 | 19407801.19 | 20036423.305 | 20665045.42 | 24211750.235 | 27758455.05 | 27758455.05 | 27758455.05 | 27758455.05 | 27758455.05
| TN | Generation | NG-CT | natural gas peaker | 129033.28 | 129033.28 | 129033.28 | 129033.28 | 129033.28 | 129033.28 | 129033.28 | 108865.04 | 88696.8 | 88696.8 | 88696.8 | 83000.96 | 77305.12
| TN | Generation | Nuclear | nuclear | 35752377.68 | 35752377.68 | 35752377.68 | 35752377.68 | 35752377.68 | 35752377.68 | 35752377.68 | 35752377.68 | 35752377.68 | 35752377.68 | 35752377.68 | 35752377.68 | 35752377.68
| TN | Generation | Offshore Wind | offshore wind | 0 | 0 | 0 | 0 | 0 | 0 | 0 | 0 | 0 | 0 | 0 | 0 | 0
| TN | Generation | Oil-Gas-Steam | crude oil | 56753.3914 | 56753.3914 | 56753.3914 | 56753.3914 | 56753.3914 | 56753.3914 | 56753.3914 | 56753.3914 | 56753.3914 | 56753.3914 | 56753.3914 | 56753.3914 | 56753.3914
| TN | Generation | Rooftop PV | solar PV | 112094.8646 | 117307.1136 | 122519.3625 | 126335.0184 | 130150.6743 | 134347.8287 | 138544.9831 | 144730.0869 | 150915.1906 | 159423.4796 | 167931.7687 | 179791.7471 | 191651.7254
| TN | Generation | Storage | storage | 0 | 0 | 0 | 0 | 0 | 0 | 0 | 0 | 0 | 0 | 0 | 0 | 0
| TN | Generation | Utility PV | solar PV | 317167.4692 | 317167.4692 | 317167.4692 | 317167.4692 | 317167.4692 | 315591.1185 | 314014.7677 | 312445.9487 | 310877.1296 | 309324.6131 | 307772.0967 | 8907690.3134 | 17507608.53
| TX | Generation | Biopower | biomass | 0 | 0 | 0 | 0 | 0 | 0 | 0 | 0 | 0 | 0 | 0 | 0 | 0
| TX | Generation | Coal | hard coal | 94341916.33 | 90939585.465 | 87537254.6 | 83484010.86 | 79430767.12 | 87972774.48 | 96514781.84 | 94082295.33 | 91649808.82 | 93185685.56 | 94721562.3 | 94121829.325 | 93522096.35
| TX | Generation | CSP | solar thermal | 0 | 0 | 0 | 0 | 0 | 0 | 0 | 0 | 0 | 0 | 0 | 0 | 0
| TX | Generation | Geothermal | geothermal | 0 | 0 | 0 | 0 | 0 | 0 | 0 | 0 | 0 | 0 | 0 | 0 | 0
| TX | Generation | Hydro | hydro | 822041.1448 | 822041.1448 | 822041.1448 | 821286.0395 | 820530.9342 | 820620.8664 | 820710.7986 | 820710.7986 | 820710.7986 | 820710.7986 | 820710.7986 | 822355.8821 | 824000.9657
| TX | Generation | Imports | hydro | 0 | 0 | 0 | 0 | 0 | 0 | 0 | 0 | 0 | 0 | 0 | 0 | 0
| TX | Generation | Land-based Wind | onshore wind | 77552985.66 | 86233721.935 | 94914458.21 | 98781872.455 | 102649286.7 | 102615700.6 | 102582114.5 | 102565542.1 | 102548969.7 | 103504494.35 | 104460019 | 115882250.85 | 127304482.7
| TX | Generation | NG-CC | natural gas nonpeaker | 201874781.7 | 203263796.4 | 204652811.1 | 214241617.2 | 223830423.3 | 218536242.4 | 213242061.5 | 217650742.55 | 222059423.6 | 220799524.2 | 219539624.8 | 210720042.9 | 201900461
| TX | Generation | NG-CT | natural gas peaker | 3174651.176 | 3595735.5845 | 4016819.993 | 3496898.968 | 2976977.943 | 2697380.292 | 2417782.641 | 2193041.9865 | 1968301.332 | 1855668.124 | 1743034.916 | 1612376.7625 | 1481718.609
| TX | Generation | Nuclear | nuclear | 39209276.16 | 39209276.16 | 39209276.16 | 39209276.16 | 39209276.16 | 39209276.16 | 39209276.16 | 39209276.16 | 39209276.16 | 39209276.16 | 39209276.16 | 39209276.16 | 39209276.16
| TX | Generation | Offshore Wind | offshore wind | 0 | 0 | 0 | 0 | 0 | 0 | 0 | 0 | 0 | 0 | 0 | 0 | 0
| TX | Generation | Oil-Gas-Steam | crude oil | 5374498.584 | 3718051.7995 | 2061605.015 | 1480504.8069 | 899404.5988 | 762992.8154 | 626581.0319 | 508903.2068 | 391225.3818 | 382322.5744 | 373419.7671 | 363148.8542 | 352877.9414
| TX | Generation | Rooftop PV | solar PV | 704638.419 | 762756.4964 | 820874.5739 | 890475.3353 | 960076.0966 | 1044148.1883 | 1128220.28 | 1248173.221 | 1368126.162 | 1527793.6865 | 1687461.211 | 1887293.2935 | 2087125.376
| TX | Generation | Storage | storage | 0 | 0 | 0 | 0 | 0 | 0 | 0 | 0 | 0 | 0 | 0 | 0 | 0
| TX | Generation | Utility PV | solar PV | 5182014.01 | 7056874.1095 | 8931734.209 | 8931707.7355 | 8931681.262 | 8887177.504 | 8842673.746 | 9174156.5685 | 9505639.391 | 12144428.3255 | 14783217.26 | 18188355.39 | 21593493.52
| UT | Generation | Biopower | biomass | 0 | 4052.5519 | 8105.1038 | 15100.8619 | 22096.62 | 22096.62 | 22096.62 | 22096.62 | 22096.62 | 22096.62 | 22096.62 | 22096.62 | 22096.62
| UT | Generation | Coal | hard coal | 33791705.67 | 33799032.995 | 33806360.32 | 33870241.605 | 33934122.89 | 27264390.65 | 20594658.41 | 20594658.41 | 20594658.41 | 20594658.41 | 20594658.41 | 20594658.41 | 20594658.41
| UT | Generation | CSP | solar thermal | 0 | 0 | 0 | 0 | 0 | 0 | 0 | 0 | 0 | 0 | 0 | 0 | 0
| UT | Generation | Geothermal | geothermal | 275940 | 275940 | 275940 | 275940 | 275940 | 275940 | 275940 | 275940 | 275940 | 275940 | 275940 | 275940 | 275940
| UT | Generation | Hydro | hydro | 703197.3035 | 703197.3035 | 703197.3035 | 703197.3035 | 703197.3035 | 703197.3035 | 703197.3035 | 703197.3035 | 703197.3035 | 703197.3035 | 703197.3035 | 703197.3035 | 703197.3035
| UT | Generation | Imports | hydro | 0 | 0 | 0 | 0 | 0 | 0 | 0 | 0 | 0 | 0 | 0 | 0 | 0
| UT | Generation | Land-based Wind | onshore wind | 1022094.603 | 1018051.645 | 1014008.687 | 1012048.4995 | 1010088.312 | 1009230.9375 | 1008373.563 | 1003385.1724 | 998396.7818 | 1001344.7099 | 1004292.638 | 992003.2938 | 979713.9496
| UT | Generation | NG-CC | natural gas nonpeaker | 10798682.69 | 9971939.157 | 9145195.624 | 8379107.2645 | 7613018.905 | 10083828.9725 | 12554639.04 | 12169876.595 | 11785114.15 | 13674996.04 | 15564877.93 | 15213150.18 | 14861422.43
| UT | Generation | NG-CT | natural gas peaker | 3531.0744 | 2521.3226 | 1511.5709 | 755.7854 | 0 | 0 | 0 | 0 | 0 | 0 | 0 | 0 | 0
| UT | Generation | Nuclear | nuclear | 0 | 0 | 0 | 0 | 0 | 0 | 0 | 0 | 0 | 0 | 0 | 0 | 0
| UT | Generation | Offshore Wind | offshore wind | 0 | 0 | 0 | 0 | 0 | 0 | 0 | 0 | 0 | 0 | 0 | 0 | 0
| UT | Generation | Oil-Gas-Steam | crude oil | 34784.3366 | 34784.3366 | 34784.3366 | 34784.3366 | 34784.3366 | 34784.3366 | 34784.3366 | 34784.3366 | 34784.3366 | 34784.3366 | 34784.3366 | 34784.3366 | 34784.3366
| UT | Generation | Rooftop PV | solar PV | 486581.5631 | 548777.4546 | 610973.3461 | 622564.3004 | 634155.2547 | 636093.3747 | 638031.4947 | 639187.1983 | 640342.9018 | 642464.9671 | 644587.0325 | 647875.1401 | 651163.2477
| UT | Generation | Storage | storage | 0 | 0 | 0 | 0 | 0 | 0 | 0 | 0 | 0 | 0 | 0 | 0 | 0
| UT | Generation | Utility PV | solar PV | 2028226.15 | 2372589.6365 | 2716953.123 | 2716730.9 | 2716508.677 | 2702931.5415 | 2689354.406 | 2675950.5835 | 2662546.761 | 2649248.016 | 2635949.271 | 2622788.4015 | 2609627.532
| VA | Generation | Biopower | biomass | 0 | 0 | 0 | 0 | 0 | 0 | 0 | 0 | 0 | 0 | 0 | 0 | 0
| VA | Generation | Coal | hard coal | 14828249.6 | 13141786.085 | 11455322.57 | 10997417.725 | 10539512.88 | 11127314.16 | 11715115.44 | 11918160.46 | 12121205.48 | 12138959.535 | 12156713.59 | 12044474.06 | 11932234.53
| VA | Generation | CSP | solar thermal | 0 | 0 | 0 | 0 | 0 | 0 | 0 | 0 | 0 | 0 | 0 | 0 | 0
| VA | Generation | Geothermal | geothermal | 0 | 0 | 0 | 0 | 0 | 0 | 0 | 0 | 0 | 0 | 0 | 0 | 0
| VA | Generation | Hydro | hydro | 1154255.085 | 1159736.0385 | 1165216.992 | 1159736.0385 | 1154255.085 | 1154255.085 | 1154255.085 | 1159736.0385 | 1165216.992 | 1165216.992 | 1165216.992 | 1165216.992 | 1165216.992
| VA | Generation | Imports | hydro | 0 | 0 | 0 | 0 | 0 | 0 | 0 | 0 | 0 | 0 | 0 | 0 | 0
| VA | Generation | Land-based Wind | onshore wind | 0 | 427292.0051 | 854584.0103 | 948127.9191 | 1041671.828 | 1041671.828 | 1041671.828 | 1041671.828 | 1041671.828 | 1041671.828 | 1041671.828 | 2666098.039 | 4290524.25
| VA | Generation | NG-CC | natural gas nonpeaker | 62015010.04 | 61919040.8 | 61823071.56 | 61875325.85 | 61927580.14 | 60161723.005 | 58395865.87 | 57837147.725 | 57278429.58 | 56390849.025 | 55503268.47 | 54755268.62 | 54007268.77
| VA | Generation | NG-CT | natural gas peaker | 188940.1196 | 187388.1196 | 185836.1196 | 187388.1196 | 188940.1196 | 187388.1196 | 185836.1196 | 185836.1196 | 185836.1196 | 185836.1196 | 185836.1196 | 185836.1196 | 185836.1196
| VA | Generation | Nuclear | nuclear | 28205382.53 | 28205382.53 | 28205382.53 | 28205382.53 | 28205382.53 | 28205382.53 | 28205382.53 | 28205382.53 | 28205382.53 | 28205382.53 | 28205382.53 | 28205382.53 | 28205382.53
| VA | Generation | Offshore Wind | offshore wind | 0 | 0 | 0 | 22386.6136 | 44773.2271 | 44773.2271 | 44773.2271 | 44773.2271 | 44773.2271 | 44773.2271 | 44773.2271 | 44773.2271 | 44773.2271
| VA | Generation | Oil-Gas-Steam | crude oil | 1077399.059 | 1077399.059 | 1077399.059 | 1077399.059 | 1077399.059 | 1077399.059 | 1077399.059 | 1077399.059 | 1077399.059 | 1077399.059 | 1077399.059 | 1077399.059 | 1077399.059
| VA | Generation | Rooftop PV | solar PV | 95915.5716 | 128444.6851 | 160973.7986 | 204048.9226 | 247124.0466 | 308352.4862 | 369580.9258 | 461969.9707 | 554359.0156 | 675759.4947 | 797159.9737 | 947515.2273 | 1097870.481
| VA | Generation | Storage | storage | 0 | 0 | 0 | 0 | 0 | 0 | 0 | 0 | 0 | 0 | 0 | 0 | 0
| VA | Generation | Utility PV | solar PV | 739720.8433 | 785740.0983 | 831759.3533 | 831759.0105 | 831758.6677 | 827626.8768 | 823495.0858 | 946404.6269 | 1069314.168 | 1355778.539 | 1642242.91 | 3625699.286 | 5609155.662
| VT | Generation | Biopower | biomass | 0 | 0 | 0 | 0 | 0 | 0 | 0 | 0 | 0 | 0 | 0 | 0 | 0
| VT | Generation | Coal | hard coal | 0 | 0 | 0 | 0 | 0 | 0 | 0 | 0 | 0 | 0 | 0 | 0 | 0
| VT | Generation | CSP | solar thermal | 0 | 0 | 0 | 0 | 0 | 0 | 0 | 0 | 0 | 0 | 0 | 0 | 0
| VT | Generation | Geothermal | geothermal | 0 | 0 | 0 | 0 | 0 | 0 | 0 | 0 | 0 | 0 | 0 | 0 | 0
| VT | Generation | Hydro | hydro | 1240982.93 | 1242787.12 | 1244591.31 | 1244591.31 | 1244591.31 | 1244591.31 | 1244591.31 | 1244591.31 | 1244591.31 | 1244591.31 | 1244591.31 | 1244591.31 | 1244591.31
| VT | Generation | Imports | hydro | 24594713.33 | 24709936.61 | 24825159.89 | 24447899.945 | 24070640 | 24095963.335 | 24121286.67 | 23723606.67 | 23325926.67 | 23246663.335 | 23167400 | 22803153.32 | 22438906.64
| VT | Generation | Land-based Wind | onshore wind | 519211.486 | 519211.486 | 519211.486 | 519211.486 | 519211.486 | 519211.486 | 519211.486 | 519211.486 | 519211.486 | 512364.8316 | 505518.1772 | 505518.1772 | 505518.1772
| VT | Generation | NG-CC | natural gas nonpeaker | 0 | 0 | 0 | 0 | 0 | 0 | 0 | 0 | 0 | 0 | 0 | 0 | 0
| VT | Generation | NG-CT | natural gas peaker | 47055.2601 | 47055.2601 | 47055.2601 | 47055.2601 | 47055.2601 | 35868.5271 | 24681.7941 | 30986.7281 | 37291.6621 | 38125.4625 | 38959.2629 | 33720.0003 | 28480.7378
| VT | Generation | Nuclear | nuclear | 0 | 0 | 0 | 0 | 0 | 0 | 0 | 0 | 0 | 0 | 0 | 0 | 0
| VT | Generation | Offshore Wind | offshore wind | 0 | 0 | 0 | 0 | 0 | 0 | 0 | 0 | 0 | 0 | 0 | 0 | 0
| VT | Generation | Oil-Gas-Steam | crude oil | 7323.0182 | 7323.0182 | 7323.0182 | 7323.0182 | 7323.0182 | 7323.0182 | 7323.0182 | 7323.0182 | 7323.0182 | 7323.0182 | 7323.0182 | 7323.0182 | 7323.0182
| VT | Generation | Rooftop PV | solar PV | 165785.8724 | 173827.5402 | 181869.208 | 187323.8393 | 192778.4706 | 197740.0177 | 202701.5648 | 210000.897 | 217300.2293 | 226958.4186 | 236616.6079 | 249298.9267 | 261981.2456
| VT | Generation | Storage | storage | 0 | 0 | 0 | 0 | 0 | 0 | 0 | 0 | 0 | 0 | 0 | 0 | 0
| VT | Generation | Utility PV | solar PV | 178694.6489 | 183220.8558 | 187747.0627 | 187747.0627 | 187747.0627 | 186811.7755 | 185876.4883 | 184948.3665 | 184020.2447 | 183101.3451 | 182182.4454 | 181273.1226 | 180363.7997
| WA | Generation | Biopower | biomass | 0 | 0 | 0 | 0 | 0 | 0 | 0 | 0 | 0 | 0 | 0 | 71185.824 | 142371.6479
| WA | Generation | Coal | hard coal | 7285791.136 | 5263655.5185 | 3241519.901 | 3968989.885 | 4696459.869 | 4830852.4905 | 4965245.112 | 2482622.556 | 0 | 0 | 0 | 0 | 0
| WA | Generation | CSP | solar thermal | 0 | 0 | 0 | 0 | 0 | 0 | 0 | 0 | 0 | 0 | 0 | 0 | 0
| WA | Generation | Geothermal | geothermal | 0 | 0 | 0 | 0 | 0 | 0 | 0 | 0 | 0 | 0 | 0 | 0 | 0
| WA | Generation | Hydro | hydro | 79438621.63 | 81310521.235 | 83182420.84 | 83182420.84 | 83182420.84 | 83182420.84 | 83182420.84 | 83182420.84 | 83182420.84 | 83182420.84 | 83182420.84 | 83182420.84 | 83182420.84
| WA | Generation | Imports | hydro | 10414453.32 | 10207226.6215 | 9999999.923 | 9654739.9325 | 9309479.942 | 9013449.971 | 8717420 | 9660635 | 10603850 | 10512864.94 | 10421879.88 | 10326674.87 | 10231469.86
| WA | Generation | Land-based Wind | onshore wind | 8401499.164 | 8657432.3195 | 8913365.475 | 8938554.325 | 8963743.175 | 8963645.84 | 8963548.505 | 8962640.2285 | 8961731.952 | 8959238.357 | 8956744.762 | 10703668.276 | 12450591.79
| WA | Generation | NG-CC | natural gas nonpeaker | 6889597.796 | 6114318.8655 | 5339039.935 | 6553886.1575 | 7768732.38 | 8047756.1175 | 8326779.855 | 13768890.6175 | 19211001.38 | 20979832.575 | 22748663.77 | 20452111.675 | 18155559.58
| WA | Generation | NG-CT | natural gas peaker | 0 | 0 | 0 | 0 | 0 | 0 | 0 | 0 | 0 | 0 | 0 | 0 | 0
| WA | Generation | Nuclear | nuclear | 9454494.816 | 9454494.816 | 9454494.816 | 9454494.816 | 9454494.816 | 9454494.816 | 9454494.816 | 9454494.816 | 9454494.816 | 9454494.816 | 9454494.816 | 9454494.816 | 9454494.816
| WA | Generation | Offshore Wind | offshore wind | 0 | 0 | 0 | 0 | 0 | 0 | 0 | 0 | 0 | 0 | 0 | 0 | 0
| WA | Generation | Oil-Gas-Steam | crude oil | 316262.8502 | 316262.8502 | 316262.8502 | 316262.8502 | 316262.8502 | 316262.8502 | 316262.8502 | 316262.8502 | 316262.8502 | 316262.8502 | 316262.8502 | 316262.8502 | 316262.8502
| WA | Generation | Rooftop PV | solar PV | 172066.4424 | 184586.7536 | 197107.0648 | 201025.0318 | 204942.9988 | 207264.2461 | 209585.4933 | 218927.3378 | 228269.1823 | 250538.977 | 272808.7718 | 330078.8476 | 387348.9234
| WA | Generation | Storage | storage | 0 | 0 | 0 | 0 | 0 | 0 | 0 | 0 | 0 | 0 | 0 | 0 | 0
| WA | Generation | Utility PV | solar PV | 38126.4708 | 38126.4708 | 38126.4708 | 38126.4708 | 38126.4708 | 37937.7238 | 37748.9767 | 37560.3362 | 37371.6956 | 37185.0013 | 36998.3071 | 4658435.3861 | 9279872.465
| WI | Generation | Biopower | biomass | 0 | 10548.72 | 21097.44 | 10548.72 | 0 | 0 | 0 | 0 | 0 | 0 | 0 | 0 | 0
| WI | Generation | Coal | hard coal | 31520703.24 | 30614726.305 | 29708749.37 | 30198282.75 | 30687816.13 | 31638600.335 | 32589384.54 | 32690915.645 | 32792446.75 | 32884331.4 | 32976216.05 | 33202021.715 | 33427827.38
| WI | Generation | CSP | solar thermal | 0 | 0 | 0 | 0 | 0 | 0 | 0 | 0 | 0 | 0 | 0 | 0 | 0
| WI | Generation | Geothermal | geothermal | 0 | 0 | 0 | 0 | 0 | 0 | 0 | 0 | 0 | 0 | 0 | 0 | 0
| WI | Generation | Hydro | hydro | 1710358.27 | 1786612.109 | 1862865.948 | 1861885.8975 | 1860905.847 | 1861455.662 | 1862005.477 | 1862005.477 | 1862005.477 | 1862005.477 | 1862005.477 | 1860898.2765 | 1859791.076
| WI | Generation | Imports | hydro | 0 | 0 | 0 | 0 | 0 | 0 | 0 | 0 | 0 | 0 | 0 | 0 | 0
| WI | Generation | Land-based Wind | onshore wind | 1220134.947 | 1575551.938 | 1930968.929 | 1944497.523 | 1958026.117 | 1956201.948 | 1954377.779 | 1959685.4865 | 1964993.194 | 1964677.633 | 1964362.072 | 3834428.7245 | 5704495.377
| WI | Generation | NG-CC | natural gas nonpeaker | 18598974.52 | 21041072.625 | 23483170.73 | 22618440.96 | 21753711.19 | 20888474.5 | 20023237.81 | 21441572.17 | 22859906.53 | 22699217.085 | 22538527.64 | 21396192.865 | 20253858.09
| WI | Generation | NG-CT | natural gas peaker | 335920.8465 | 277977.2681 | 220033.6897 | 222618.9886 | 225204.2874 | 190021.3632 | 154838.439 | 149486.4816 | 144134.5242 | 142427.7521 | 140720.9799 | 142475.5038 | 144230.0277
| WI | Generation | Nuclear | nuclear | 9432360.547 | 9432360.547 | 9432360.547 | 9432360.547 | 9432360.547 | 9432360.547 | 9432360.547 | 9432360.547 | 9432360.547 | 9432360.547 | 9432360.547 | 7083756.5255 | 4735152.504
| WI | Generation | Offshore Wind | offshore wind | 0 | 0 | 0 | 0 | 0 | 0 | 0 | 0 | 0 | 0 | 0 | 0 | 0
| WI | Generation | Oil-Gas-Steam | crude oil | 330451.1981 | 330451.1981 | 330451.1981 | 330451.1981 | 330451.1981 | 330451.1981 | 330451.1981 | 330451.1981 | 330451.1981 | 330451.1981 | 330451.1981 | 330451.1981 | 330451.1981
| WI | Generation | Rooftop PV | solar PV | 70070.3563 | 79431.7341 | 88793.1118 | 102106.6589 | 115420.2059 | 135860.3083 | 156300.4107 | 188434.0563 | 220567.7019 | 267250.4451 | 313933.1884 | 378710.0343 | 443486.8803
| WI | Generation | Storage | storage | 0 | 0 | 0 | 0 | 0 | 0 | 0 | 0 | 0 | 0 | 0 | 0 | 0
| WI | Generation | Utility PV | solar PV | 43224.8302 | 45298.0408 | 47371.2514 | 47372.9188 | 47374.5863 | 52718.5294 | 58062.4726 | 421352.5429 | 784642.6133 | 1841496.1746 | 2898349.736 | 4646729.8555 | 6395109.975
| WV | Generation | Biopower | biomass | 0 | 0 | 0 | 0 | 0 | 0 | 0 | 0 | 0 | 0 | 0 | 0 | 0
| WV | Generation | Coal | hard coal | 36726219.31 | 30848449.94 | 24970680.57 | 23318883.605 | 21667086.64 | 21069982.44 | 20472878.24 | 21592651.555 | 22712424.87 | 22709159.635 | 22705894.4 | 22962077.1 | 23218259.8
| WV | Generation | CSP | solar thermal | 0 | 0 | 0 | 0 | 0 | 0 | 0 | 0 | 0 | 0 | 0 | 0 | 0
| WV | Generation | Geothermal | geothermal | 0 | 0 | 0 | 0 | 0 | 0 | 0 | 0 | 0 | 0 | 0 | 0 | 0
| WV | Generation | Hydro | hydro | 1522657.093 | 1697095.417 | 1871533.741 | 1871533.741 | 1871533.741 | 1871533.741 | 1871533.741 | 1871533.741 | 1871533.741 | 1871533.741 | 1871533.741 | 1871533.741 | 1871533.741
| WV | Generation | Imports | hydro | 0 | 0 | 0 | 0 | 0 | 0 | 0 | 0 | 0 | 0 | 0 | 0 | 0
| WV | Generation | Land-based Wind | onshore wind | 2090843.388 | 2090843.388 | 2090843.388 | 2090843.388 | 2090843.388 | 2090843.388 | 2090843.388 | 2090843.388 | 2090843.388 | 2090843.388 | 2090843.388 | 2241613.7525 | 2392384.117
| WV | Generation | NG-CC | natural gas nonpeaker | 0 | 3990097.206 | 7980194.412 | 7980194.412 | 7980194.412 | 7980194.412 | 7980194.412 | 7980194.412 | 7980194.412 | 7980194.412 | 7980194.412 | 7980194.412 | 7980194.412
| WV | Generation | NG-CT | natural gas peaker | 29926.44 | 29926.44 | 29926.44 | 29926.44 | 29926.44 | 29926.44 | 29926.44 | 29926.44 | 29926.44 | 29926.44 | 29926.44 | 29926.44 | 29926.44
| WV | Generation | Nuclear | nuclear | 0 | 0 | 0 | 0 | 0 | 0 | 0 | 0 | 0 | 0 | 0 | 0 | 0
| WV | Generation | Offshore Wind | offshore wind | 0 | 0 | 0 | 0 | 0 | 0 | 0 | 0 | 0 | 0 | 0 | 0 | 0
| WV | Generation | Oil-Gas-Steam | crude oil | 10069.1501 | 10069.1501 | 10069.1501 | 10069.1501 | 10069.1501 | 10069.1501 | 10069.1501 | 10069.1501 | 10069.1501 | 10069.1501 | 10069.1501 | 10069.1501 | 10069.1501
| WV | Generation | Rooftop PV | solar PV | 70458.5483 | 70885.7007 | 71312.853 | 71679.972 | 72047.0909 | 72543.1286 | 73039.1663 | 73889.7128 | 74740.2592 | 76177.153 | 77614.0467 | 80034.2463 | 82454.4459
| WV | Generation | Storage | storage | 0 | 0 | 0 | 0 | 0 | 0 | 0 | 0 | 0 | 0 | 0 | 0 | 0
| WV | Generation | Utility PV | solar PV | 0 | 0 | 0 | 0 | 0 | 0 | 0 | 0 | 0 | 0 | 0 | 0 | 0
| WY | Generation | Biopower | biomass | 0 | 0 | 0 | 0 | 0 | 0 | 0 | 0 | 0 | 0 | 0 | 0 | 0
| WY | Generation | Coal | hard coal | 40979288.34 | 41079256.155 | 41179223.97 | 43268615.35 | 45358006.73 | 45959394.045 | 46560781.36 | 46883982.215 | 47207183.07 | 45217608.93 | 43228034.79 | 43128847.595 | 43029660.4
| WY | Generation | CSP | solar thermal | 0 | 0 | 0 | 0 | 0 | 0 | 0 | 0 | 0 | 0 | 0 | 0 | 0
| WY | Generation | Geothermal | geothermal | 0 | 0 | 0 | 0 | 0 | 0 | 0 | 0 | 0 | 0 | 0 | 0 | 0
| WY | Generation | Hydro | hydro | 835584.9081 | 835584.9081 | 835584.9081 | 835584.9081 | 835584.9081 | 835584.9081 | 835584.9081 | 835584.9081 | 835584.9081 | 835584.9081 | 835584.9081 | 835584.9081 | 835584.9081
| WY | Generation | Imports | hydro | 0 | 0 | 0 | 0 | 0 | 0 | 0 | 0 | 0 | 0 | 0 | 0 | 0
| WY | Generation | Land-based Wind | onshore wind | 4286595.855 | 5745715.1975 | 7204834.54 | 7206927.267 | 7209019.994 | 7218555.9615 | 7228091.929 | 7229120.0105 | 7230148.092 | 8020902.175 | 8811656.258 | 8694148.3875 | 8576640.517
| WY | Generation | NG-CC | natural gas nonpeaker | 743079.024 | 712534.288 | 681989.552 | 546688.772 | 411387.992 | 399933.716 | 388479.44 | 370758.513 | 353037.586 | 286982.5776 | 220927.5692 | 203143.9776 | 185360.386
| WY | Generation | NG-CT | natural gas peaker | 0 | 0 | 0 | 0 | 0 | 0 | 0 | 717.8 | 1435.6 | 717.8 | 0 | 0 | 0
| WY | Generation | Nuclear | nuclear | 0 | 0 | 0 | 0 | 0 | 0 | 0 | 0 | 0 | 0 | 0 | 0 | 0
| WY | Generation | Offshore Wind | offshore wind | 0 | 0 | 0 | 0 | 0 | 0 | 0 | 0 | 0 | 0 | 0 | 0 | 0
| WY | Generation | Oil-Gas-Steam | crude oil | 0 | 0 | 0 | 0 | 0 | 0 | 0 | 0 | 0 | 0 | 0 | 0 | 0
| WY | Generation | Rooftop PV | solar PV | 4844.2746 | 6328.1196 | 7811.9646 | 9766.1423 | 11720.32 | 14204.2288 | 16688.1375 | 19846.6359 | 23005.1342 | 26652.4197 | 30299.7052 | 34167.8342 | 38035.9632
| WY | Generation | Storage | storage | 0 | 0 | 0 | 0 | 0 | 0 | 0 | 0 | 0 | 0 | 0 | 0 | 0
| WY | Generation | Utility PV | solar PV | 210297.9783 | 210210.293 | 210122.6077 | 210035.7993 | 209948.9909 | 208909.866 | 207870.7411 | 206831.9053 | 205793.0695 | 204764.9414 | 203736.8133 | 202719.2965 | 201701.7797
Converted to Fraction and weighed by transmission capacity (in Calculations tab)
| State | Generation | Tech | Tech grouped | 2018 | 2019 | 2020 | 2021 | 2022 | 2023 | 2024 | 2025 | 2026 | 2027 | 2028 | 2029 | 2030
| AL | Generation | Biopower | biomass | 0 | 0 | 0 | 0 | 0 | 0 | 0 | 0 | 0 | 0 | 0 | 0 | 0
| AL | Generation | Coal | hard coal | 0.054178 | 0.047608 | 0.040859 | 0.046713 | 0.052551 | 0.05998 | 0.067977 | 0.06917 | 0.070415 | 0.070403 | 0.070391 | 0.071116 | 0.071843
| AL | Generation | CSP | solar thermal | 0 | 0 | 0 | 0 | 0 | 0 | 0 | 0 | 0 | 0 | 0 | 0 | 0
| AL | Generation | Geothermal | geothermal | 0 | 0 | 0 | 0 | 0 | 0 | 0 | 0 | 0 | 0 | 0 | 0 | 0
| AL | Generation | Hydro | hydro | 0.014941 | 0.015457 | 0.015988 | 0.015969 | 0.015951 | 0.016536 | 0.017167 | 0.017542 | 0.017933 | 0.017896 | 0.01786 | 0.017876 | 0.017891
| AL | Generation | Imports | hydro | 0 | 0 | 0 | 0 | 0 | 0 | 0 | 0 | 0 | 0 | 0 | 0 | 0
| AL | Generation | Land-based Wind | onshore wind | 0 | 0 | 0 | 0 | 0 | 0 | 0 | 0 | 0 | 0 | 0 | 0 | 0
| AL | Generation | NG-CC | natural gas nonpeaker | 0.13063 | 0.13197 | 0.13334 | 0.1276 | 0.12188 | 0.11055 | 0.098352 | 0.094647 | 0.090781 | 0.090922 | 0.091062 | 0.089795 | 0.088526
| AL | Generation | NG-CT | natural gas peaker | 0.00023076 | 0.0001998 | 0.000168 | 0.00016778 | 0.00016756 | 0.00017373 | 0.00018038 | 0.00018421 | 0.00018821 | 0.00018764 | 0.00018708 | 0.00018724 | 0.0001874
| AL | Generation | Nuclear | nuclear | 0.078605 | 0.083323 | 0.088171 | 0.088055 | 0.08794 | 0.091179 | 0.094665 | 0.096676 | 0.098774 | 0.098477 | 0.098181 | 0.098267 | 0.098353
| AL | Generation | Offshore Wind | offshore wind | 0 | 0 | 0 | 0 | 0 | 0 | 0 | 0 | 0 | 0 | 0 | 0 | 0
| AL | Generation | Oil-Gas-Steam | crude oil | 5.7558e-05 | 5.8333e-05 | 5.9129e-05 | 5.9052e-05 | 5.8975e-05 | 6.1147e-05 | 6.3485e-05 | 6.4833e-05 | 6.624e-05 | 6.6041e-05 | 6.5843e-05 | 6.59e-05 | 6.5958e-05
| AL | Generation | Rooftop PV | solar PV | 5.5595e-05 | 7.528e-05 | 9.5503e-05 | 0.0001141 | 0.00013265 | 0.00017539 | 0.00022139 | 0.00032872 | 0.00044071 | 0.00065355 | 0.00086513 | 0.0013088 | 0.0017532
| AL | Generation | Storage | storage | 0 | 0 | 0 | 0 | 0 | 0 | 0 | 0 | 0 | 0 | 0 | 0 | 0
| AL | Generation | Utility PV | solar PV | 0.00081242 | 0.00082336 | 0.00083459 | 0.0008335 | 0.00083241 | 0.00085878 | 0.00088717 | 0.00090148 | 0.00091642 | 0.0009091 | 0.00090182 | 0.0008981 | 0.00089438
| AR | Generation | Biopower | biomass | 0 | 0 | 0 | 0 | 0 | 0 | 0 | 0 | 0 | 0 | 0 | 0 | 0
| AR | Generation | Coal | hard coal | 0.063863 | 0.064547 | 0.065298 | 0.065651 | 0.066022 | 0.072477 | 0.079824 | 0.070072 | 0.061859 | 0.060198 | 0.058539 | 0.058908 | 0.059282
| AR | Generation | CSP | solar thermal | 0 | 0 | 0 | 0 | 0 | 0 | 0 | 0 | 0 | 0 | 0 | 0 | 0
| AR | Generation | Geothermal | geothermal | 0 | 0 | 0 | 0 | 0 | 0 | 0 | 0 | 0 | 0 | 0 | 0 | 0
| AR | Generation | Hydro | hydro | 0.0099307 | 0.010408 | 0.010934 | 0.01121 | 0.011501 | 0.012246 | 0.013094 | 0.011978 | 0.011038 | 0.011033 | 0.011028 | 0.011099 | 0.011172
| AR | Generation | Imports | hydro | 0 | 0 | 0 | 0 | 0 | 0 | 0 | 0 | 0 | 0 | 0 | 0 | 0
| AR | Generation | Land-based Wind | onshore wind | 0 | 0 | 0 | 0 | 0 | 0 | 0 | 0 | 0 | 0 | 0 | 0 | 0
| AR | Generation | NG-CC | natural gas nonpeaker | 0.087271 | 0.083651 | 0.079672 | 0.077348 | 0.074902 | 0.063365 | 0.050233 | 0.066708 | 0.080583 | 0.081302 | 0.08202 | 0.080904 | 0.079774
| AR | Generation | NG-CT | natural gas peaker | 0.00029686 | 0.00026543 | 0.00023088 | 0.00023512 | 0.00023959 | 0.00018628 | 0.00012559 | 0.00011483 | 0.00010577 | 0.00010572 | 0.00010567 | 0.00010632 | 0.00010697
| AR | Generation | Nuclear | nuclear | 0.05031 | 0.05269 | 0.055305 | 0.056722 | 0.058214 | 0.061977 | 0.06626 | 0.060584 | 0.055804 | 0.055777 | 0.055751 | 0.056091 | 0.056435
| AR | Generation | Offshore Wind | offshore wind | 0 | 0 | 0 | 0 | 0 | 0 | 0 | 0 | 0 | 0 | 0 | 0 | 0
| AR | Generation | Oil-Gas-Steam | crude oil | 0.00014101 | 0.00014768 | 0.00015501 | 0.00015898 | 0.00016316 | 0.00017371 | 0.00018572 | 0.00016981 | 0.00015641 | 0.00015634 | 0.00015626 | 0.00015721 | 0.00015818
| AR | Generation | Rooftop PV | solar PV | 5.5971e-05 | 0.00015281 | 0.00025927 | 0.00052492 | 0.00080454 | 0.0014123 | 0.0021041 | 0.0022183 | 0.0023145 | 0.0026309 | 0.0029469 | 0.0032816 | 0.0036203
| AR | Generation | Storage | storage | 0 | 0 | 0 | 0 | 0 | 0 | 0 | 0 | 0 | 0 | 0 | 0 | 0
| AR | Generation | Utility PV | solar PV | 0.0001445 | 0.00015142 | 0.00015904 | 0.00016309 | 0.00016735 | 0.00017652 | 0.00018696 | 0.00016891 | 0.00015371 | 0.00081092 | 0.0014675 | 0.0014667 | 0.0014658
| AZ | Generation | Biopower | biomass | 0 | 0 | 0 | 0 | 0 | 0 | 0 | 0 | 0 | 0 | 0 | 0 | 0
| AZ | Generation | Coal | hard coal | 0 | 0 | 0 | 0 | 0 | 0 | 0 | 0 | 0 | 0 | 0 | 0 | 0
| AZ | Generation | CSP | solar thermal | 0 | 0 | 0 | 0 | 0 | 0 | 0 | 0 | 0 | 0 | 0 | 0 | 0
| AZ | Generation | Geothermal | geothermal | 0 | 0 | 0 | 0 | 0 | 0 | 0 | 0 | 0 | 0 | 0 | 0 | 0
| AZ | Generation | Hydro | hydro | 0 | 0 | 0 | 0 | 0 | 0 | 0 | 0 | 0 | 0 | 0 | 0 | 0
| AZ | Generation | Imports | hydro | 0 | 0 | 0 | 0 | 0 | 0 | 0 | 0 | 0 | 0 | 0 | 0 | 0
| AZ | Generation | Land-based Wind | onshore wind | 0 | 0 | 0 | 0 | 0 | 0 | 0 | 0 | 0 | 0 | 0 | 0 | 0
| AZ | Generation | NG-CC | natural gas nonpeaker | 0 | 0 | 0 | 0 | 0 | 0 | 0 | 0 | 0 | 0 | 0 | 0 | 0
| AZ | Generation | NG-CT | natural gas peaker | 0 | 0 | 0 | 0 | 0 | 0 | 0 | 0 | 0 | 0 | 0 | 0 | 0
| AZ | Generation | Nuclear | nuclear | 0 | 0 | 0 | 0 | 0 | 0 | 0 | 0 | 0 | 0 | 0 | 0 | 0
| AZ | Generation | Offshore Wind | offshore wind | 0 | 0 | 0 | 0 | 0 | 0 | 0 | 0 | 0 | 0 | 0 | 0 | 0
| AZ | Generation | Oil-Gas-Steam | crude oil | 0 | 0 | 0 | 0 | 0 | 0 | 0 | 0 | 0 | 0 | 0 | 0 | 0
| AZ | Generation | Rooftop PV | solar PV | 0 | 0 | 0 | 0 | 0 | 0 | 0 | 0 | 0 | 0 | 0 | 0 | 0
| AZ | Generation | Storage | storage | 0 | 0 | 0 | 0 | 0 | 0 | 0 | 0 | 0 | 0 | 0 | 0 | 0
| AZ | Generation | Utility PV | solar PV | 0 | 0 | 0 | 0 | 0 | 0 | 0 | 0 | 0 | 0 | 0 | 0 | 0
| CA | Generation | Biopower | biomass | 0 | 0 | 0 | 0 | 0 | 0 | 0 | 0 | 0 | 0 | 0 | 0 | 0
| CA | Generation | Coal | hard coal | 0 | 0 | 0 | 0 | 0 | 0 | 0 | 0 | 0 | 0 | 0 | 0 | 0
| CA | Generation | CSP | solar thermal | 0 | 0 | 0 | 0 | 0 | 0 | 0 | 0 | 0 | 0 | 0 | 0 | 0
| CA | Generation | Geothermal | geothermal | 0 | 0 | 0 | 0 | 0 | 0 | 0 | 0 | 0 | 0 | 0 | 0 | 0
| CA | Generation | Hydro | hydro | 0 | 0 | 0 | 0 | 0 | 0 | 0 | 0 | 0 | 0 | 0 | 0 | 0
| CA | Generation | Imports | hydro | 0 | 0 | 0 | 0 | 0 | 0 | 0 | 0 | 0 | 0 | 0 | 0 | 0
| CA | Generation | Land-based Wind | onshore wind | 0 | 0 | 0 | 0 | 0 | 0 | 0 | 0 | 0 | 0 | 0 | 0 | 0
| CA | Generation | NG-CC | natural gas nonpeaker | 0 | 0 | 0 | 0 | 0 | 0 | 0 | 0 | 0 | 0 | 0 | 0 | 0
| CA | Generation | NG-CT | natural gas peaker | 0 | 0 | 0 | 0 | 0 | 0 | 0 | 0 | 0 | 0 | 0 | 0 | 0
| CA | Generation | Nuclear | nuclear | 0 | 0 | 0 | 0 | 0 | 0 | 0 | 0 | 0 | 0 | 0 | 0 | 0
| CA | Generation | Offshore Wind | offshore wind | 0 | 0 | 0 | 0 | 0 | 0 | 0 | 0 | 0 | 0 | 0 | 0 | 0
| CA | Generation | Oil-Gas-Steam | crude oil | 0 | 0 | 0 | 0 | 0 | 0 | 0 | 0 | 0 | 0 | 0 | 0 | 0
| CA | Generation | Rooftop PV | solar PV | 0 | 0 | 0 | 0 | 0 | 0 | 0 | 0 | 0 | 0 | 0 | 0 | 0
| CA | Generation | Storage | storage | 0 | 0 | 0 | 0 | 0 | 0 | 0 | 0 | 0 | 0 | 0 | 0 | 0
| CA | Generation | Utility PV | solar PV | 0 | 0 | 0 | 0 | 0 | 0 | 0 | 0 | 0 | 0 | 0 | 0 | 0
| CO | Generation | Biopower | biomass | 0 | 0 | 0 | 0 | 0 | 0 | 0 | 0 | 0 | 0 | 0 | 0 | 0
| CO | Generation | Coal | hard coal | 0 | 0 | 0 | 0 | 0 | 0 | 0 | 0 | 0 | 0 | 0 | 0 | 0
| CO | Generation | CSP | solar thermal | 0 | 0 | 0 | 0 | 0 | 0 | 0 | 0 | 0 | 0 | 0 | 0 | 0
| CO | Generation | Geothermal | geothermal | 0 | 0 | 0 | 0 | 0 | 0 | 0 | 0 | 0 | 0 | 0 | 0 | 0
| CO | Generation | Hydro | hydro | 0 | 0 | 0 | 0 | 0 | 0 | 0 | 0 | 0 | 0 | 0 | 0 | 0
| CO | Generation | Imports | hydro | 0 | 0 | 0 | 0 | 0 | 0 | 0 | 0 | 0 | 0 | 0 | 0 | 0
| CO | Generation | Land-based Wind | onshore wind | 0 | 0 | 0 | 0 | 0 | 0 | 0 | 0 | 0 | 0 | 0 | 0 | 0
| CO | Generation | NG-CC | natural gas nonpeaker | 0 | 0 | 0 | 0 | 0 | 0 | 0 | 0 | 0 | 0 | 0 | 0 | 0
| CO | Generation | NG-CT | natural gas peaker | 0 | 0 | 0 | 0 | 0 | 0 | 0 | 0 | 0 | 0 | 0 | 0 | 0
| CO | Generation | Nuclear | nuclear | 0 | 0 | 0 | 0 | 0 | 0 | 0 | 0 | 0 | 0 | 0 | 0 | 0
| CO | Generation | Offshore Wind | offshore wind | 0 | 0 | 0 | 0 | 0 | 0 | 0 | 0 | 0 | 0 | 0 | 0 | 0
| CO | Generation | Oil-Gas-Steam | crude oil | 0 | 0 | 0 | 0 | 0 | 0 | 0 | 0 | 0 | 0 | 0 | 0 | 0
| CO | Generation | Rooftop PV | solar PV | 0 | 0 | 0 | 0 | 0 | 0 | 0 | 0 | 0 | 0 | 0 | 0 | 0
| CO | Generation | Storage | storage | 0 | 0 | 0 | 0 | 0 | 0 | 0 | 0 | 0 | 0 | 0 | 0 | 0
| CO | Generation | Utility PV | solar PV | 0 | 0 | 0 | 0 | 0 | 0 | 0 | 0 | 0 | 0 | 0 | 0 | 0
| CT | Generation | Biopower | biomass | 0 | 0 | 0 | 0 | 0 | 0 | 0 | 0 | 0 | 0 | 0 | 0 | 0
| CT | Generation | Coal | hard coal | 0 | 0 | 0 | 0 | 0 | 0 | 0 | 0 | 0 | 0 | 0 | 0 | 0
| CT | Generation | CSP | solar thermal | 0 | 0 | 0 | 0 | 0 | 0 | 0 | 0 | 0 | 0 | 0 | 0 | 0
| CT | Generation | Geothermal | geothermal | 0 | 0 | 0 | 0 | 0 | 0 | 0 | 0 | 0 | 0 | 0 | 0 | 0
| CT | Generation | Hydro | hydro | 0 | 0 | 0 | 0 | 0 | 0 | 0 | 0 | 0 | 0 | 0 | 0 | 0
| CT | Generation | Imports | hydro | 0 | 0 | 0 | 0 | 0 | 0 | 0 | 0 | 0 | 0 | 0 | 0 | 0
| CT | Generation | Land-based Wind | onshore wind | 0 | 0 | 0 | 0 | 0 | 0 | 0 | 0 | 0 | 0 | 0 | 0 | 0
| CT | Generation | NG-CC | natural gas nonpeaker | 0 | 0 | 0 | 0 | 0 | 0 | 0 | 0 | 0 | 0 | 0 | 0 | 0
| CT | Generation | NG-CT | natural gas peaker | 0 | 0 | 0 | 0 | 0 | 0 | 0 | 0 | 0 | 0 | 0 | 0 | 0
| CT | Generation | Nuclear | nuclear | 0 | 0 | 0 | 0 | 0 | 0 | 0 | 0 | 0 | 0 | 0 | 0 | 0
| CT | Generation | Offshore Wind | offshore wind | 0 | 0 | 0 | 0 | 0 | 0 | 0 | 0 | 0 | 0 | 0 | 0 | 0
| CT | Generation | Oil-Gas-Steam | crude oil | 0 | 0 | 0 | 0 | 0 | 0 | 0 | 0 | 0 | 0 | 0 | 0 | 0
| CT | Generation | Rooftop PV | solar PV | 0 | 0 | 0 | 0 | 0 | 0 | 0 | 0 | 0 | 0 | 0 | 0 | 0
| CT | Generation | Storage | storage | 0 | 0 | 0 | 0 | 0 | 0 | 0 | 0 | 0 | 0 | 0 | 0 | 0
| CT | Generation | Utility PV | solar PV | 0 | 0 | 0 | 0 | 0 | 0 | 0 | 0 | 0 | 0 | 0 | 0 | 0
| DE | Generation | Biopower | biomass | 0 | 0 | 0 | 0 | 0 | 0 | 0 | 0 | 0 | 0 | 0 | 0 | 0
| DE | Generation | Coal | hard coal | 0 | 0 | 0 | 0 | 0 | 0 | 0 | 0 | 0 | 0 | 0 | 0 | 0
| DE | Generation | CSP | solar thermal | 0 | 0 | 0 | 0 | 0 | 0 | 0 | 0 | 0 | 0 | 0 | 0 | 0
| DE | Generation | Geothermal | geothermal | 0 | 0 | 0 | 0 | 0 | 0 | 0 | 0 | 0 | 0 | 0 | 0 | 0
| DE | Generation | Hydro | hydro | 0 | 0 | 0 | 0 | 0 | 0 | 0 | 0 | 0 | 0 | 0 | 0 | 0
| DE | Generation | Imports | hydro | 0 | 0 | 0 | 0 | 0 | 0 | 0 | 0 | 0 | 0 | 0 | 0 | 0
| DE | Generation | Land-based Wind | onshore wind | 0 | 0 | 0 | 0 | 0 | 0 | 0 | 0 | 0 | 0 | 0 | 0 | 0
| DE | Generation | NG-CC | natural gas nonpeaker | 0 | 0 | 0 | 0 | 0 | 0 | 0 | 0 | 0 | 0 | 0 | 0 | 0
| DE | Generation | NG-CT | natural gas peaker | 0 | 0 | 0 | 0 | 0 | 0 | 0 | 0 | 0 | 0 | 0 | 0 | 0
| DE | Generation | Nuclear | nuclear | 0 | 0 | 0 | 0 | 0 | 0 | 0 | 0 | 0 | 0 | 0 | 0 | 0
| DE | Generation | Offshore Wind | offshore wind | 0 | 0 | 0 | 0 | 0 | 0 | 0 | 0 | 0 | 0 | 0 | 0 | 0
| DE | Generation | Oil-Gas-Steam | crude oil | 0 | 0 | 0 | 0 | 0 | 0 | 0 | 0 | 0 | 0 | 0 | 0 | 0
| DE | Generation | Rooftop PV | solar PV | 0 | 0 | 0 | 0 | 0 | 0 | 0 | 0 | 0 | 0 | 0 | 0 | 0
| DE | Generation | Storage | storage | 0 | 0 | 0 | 0 | 0 | 0 | 0 | 0 | 0 | 0 | 0 | 0 | 0
| DE | Generation | Utility PV | solar PV | 0 | 0 | 0 | 0 | 0 | 0 | 0 | 0 | 0 | 0 | 0 | 0 | 0
| FL | Generation | Biopower | biomass | 0 | 0 | 0 | 0 | 0 | 0 | 0 | 0 | 0 | 0 | 0 | 0 | 0
| FL | Generation | Coal | hard coal | 0 | 0 | 0 | 0 | 0 | 0 | 0 | 0 | 0 | 0 | 0 | 0 | 0
| FL | Generation | CSP | solar thermal | 0 | 0 | 0 | 0 | 0 | 0 | 0 | 0 | 0 | 0 | 0 | 0 | 0
| FL | Generation | Geothermal | geothermal | 0 | 0 | 0 | 0 | 0 | 0 | 0 | 0 | 0 | 0 | 0 | 0 | 0
| FL | Generation | Hydro | hydro | 0 | 0 | 0 | 0 | 0 | 0 | 0 | 0 | 0 | 0 | 0 | 0 | 0
| FL | Generation | Imports | hydro | 0 | 0 | 0 | 0 | 0 | 0 | 0 | 0 | 0 | 0 | 0 | 0 | 0
| FL | Generation | Land-based Wind | onshore wind | 0 | 0 | 0 | 0 | 0 | 0 | 0 | 0 | 0 | 0 | 0 | 0 | 0
| FL | Generation | NG-CC | natural gas nonpeaker | 0 | 0 | 0 | 0 | 0 | 0 | 0 | 0 | 0 | 0 | 0 | 0 | 0
| FL | Generation | NG-CT | natural gas peaker | 0 | 0 | 0 | 0 | 0 | 0 | 0 | 0 | 0 | 0 | 0 | 0 | 0
| FL | Generation | Nuclear | nuclear | 0 | 0 | 0 | 0 | 0 | 0 | 0 | 0 | 0 | 0 | 0 | 0 | 0
| FL | Generation | Offshore Wind | offshore wind | 0 | 0 | 0 | 0 | 0 | 0 | 0 | 0 | 0 | 0 | 0 | 0 | 0
| FL | Generation | Oil-Gas-Steam | crude oil | 0 | 0 | 0 | 0 | 0 | 0 | 0 | 0 | 0 | 0 | 0 | 0 | 0
| FL | Generation | Rooftop PV | solar PV | 0 | 0 | 0 | 0 | 0 | 0 | 0 | 0 | 0 | 0 | 0 | 0 | 0
| FL | Generation | Storage | storage | 0 | 0 | 0 | 0 | 0 | 0 | 0 | 0 | 0 | 0 | 0 | 0 | 0
| FL | Generation | Utility PV | solar PV | 0 | 0 | 0 | 0 | 0 | 0 | 0 | 0 | 0 | 0 | 0 | 0 | 0
| GA | Generation | Biopower | biomass | 0 | 0 | 0 | 0 | 0 | 0 | 0 | 0 | 0 | 0 | 0 | 0 | 0
| GA | Generation | Coal | hard coal | 0 | 0 | 0 | 0 | 0 | 0 | 0 | 0 | 0 | 0 | 0 | 0 | 0
| GA | Generation | CSP | solar thermal | 0 | 0 | 0 | 0 | 0 | 0 | 0 | 0 | 0 | 0 | 0 | 0 | 0
| GA | Generation | Geothermal | geothermal | 0 | 0 | 0 | 0 | 0 | 0 | 0 | 0 | 0 | 0 | 0 | 0 | 0
| GA | Generation | Hydro | hydro | 0 | 0 | 0 | 0 | 0 | 0 | 0 | 0 | 0 | 0 | 0 | 0 | 0
| GA | Generation | Imports | hydro | 0 | 0 | 0 | 0 | 0 | 0 | 0 | 0 | 0 | 0 | 0 | 0 | 0
| GA | Generation | Land-based Wind | onshore wind | 0 | 0 | 0 | 0 | 0 | 0 | 0 | 0 | 0 | 0 | 0 | 0 | 0
| GA | Generation | NG-CC | natural gas nonpeaker | 0 | 0 | 0 | 0 | 0 | 0 | 0 | 0 | 0 | 0 | 0 | 0 | 0
| GA | Generation | NG-CT | natural gas peaker | 0 | 0 | 0 | 0 | 0 | 0 | 0 | 0 | 0 | 0 | 0 | 0 | 0
| GA | Generation | Nuclear | nuclear | 0 | 0 | 0 | 0 | 0 | 0 | 0 | 0 | 0 | 0 | 0 | 0 | 0
| GA | Generation | Offshore Wind | offshore wind | 0 | 0 | 0 | 0 | 0 | 0 | 0 | 0 | 0 | 0 | 0 | 0 | 0
| GA | Generation | Oil-Gas-Steam | crude oil | 0 | 0 | 0 | 0 | 0 | 0 | 0 | 0 | 0 | 0 | 0 | 0 | 0
| GA | Generation | Rooftop PV | solar PV | 0 | 0 | 0 | 0 | 0 | 0 | 0 | 0 | 0 | 0 | 0 | 0 | 0
| GA | Generation | Storage | storage | 0 | 0 | 0 | 0 | 0 | 0 | 0 | 0 | 0 | 0 | 0 | 0 | 0
| GA | Generation | Utility PV | solar PV | 0 | 0 | 0 | 0 | 0 | 0 | 0 | 0 | 0 | 0 | 0 | 0 | 0
| IA | Generation | Biopower | biomass | 0 | 0 | 0 | 0 | 0 | 0 | 0 | 0 | 0 | 0 | 0 | 0 | 0
| IA | Generation | Coal | hard coal | 0 | 0 | 0 | 0 | 0 | 0 | 0 | 0 | 0 | 0 | 0 | 0 | 0
| IA | Generation | CSP | solar thermal | 0 | 0 | 0 | 0 | 0 | 0 | 0 | 0 | 0 | 0 | 0 | 0 | 0
| IA | Generation | Geothermal | geothermal | 0 | 0 | 0 | 0 | 0 | 0 | 0 | 0 | 0 | 0 | 0 | 0 | 0
| IA | Generation | Hydro | hydro | 0 | 0 | 0 | 0 | 0 | 0 | 0 | 0 | 0 | 0 | 0 | 0 | 0
| IA | Generation | Imports | hydro | 0 | 0 | 0 | 0 | 0 | 0 | 0 | 0 | 0 | 0 | 0 | 0 | 0
| IA | Generation | Land-based Wind | onshore wind | 0 | 0 | 0 | 0 | 0 | 0 | 0 | 0 | 0 | 0 | 0 | 0 | 0
| IA | Generation | NG-CC | natural gas nonpeaker | 0 | 0 | 0 | 0 | 0 | 0 | 0 | 0 | 0 | 0 | 0 | 0 | 0
| IA | Generation | NG-CT | natural gas peaker | 0 | 0 | 0 | 0 | 0 | 0 | 0 | 0 | 0 | 0 | 0 | 0 | 0
| IA | Generation | Nuclear | nuclear | 0 | 0 | 0 | 0 | 0 | 0 | 0 | 0 | 0 | 0 | 0 | 0 | 0
| IA | Generation | Offshore Wind | offshore wind | 0 | 0 | 0 | 0 | 0 | 0 | 0 | 0 | 0 | 0 | 0 | 0 | 0
| IA | Generation | Oil-Gas-Steam | crude oil | 0 | 0 | 0 | 0 | 0 | 0 | 0 | 0 | 0 | 0 | 0 | 0 | 0
| IA | Generation | Rooftop PV | solar PV | 0 | 0 | 0 | 0 | 0 | 0 | 0 | 0 | 0 | 0 | 0 | 0 | 0
| IA | Generation | Storage | storage | 0 | 0 | 0 | 0 | 0 | 0 | 0 | 0 | 0 | 0 | 0 | 0 | 0
| IA | Generation | Utility PV | solar PV | 0 | 0 | 0 | 0 | 0 | 0 | 0 | 0 | 0 | 0 | 0 | 0 | 0
| ID | Generation | Biopower | biomass | 0 | 0 | 0 | 0 | 0 | 0 | 0 | 0 | 0 | 0 | 0 | 0 | 0
| ID | Generation | Coal | hard coal | 0 | 0 | 0 | 0 | 0 | 0 | 0 | 0 | 0 | 0 | 0 | 0 | 0
| ID | Generation | CSP | solar thermal | 0 | 0 | 0 | 0 | 0 | 0 | 0 | 0 | 0 | 0 | 0 | 0 | 0
| ID | Generation | Geothermal | geothermal | 0 | 0 | 0 | 0 | 0 | 0 | 0 | 0 | 0 | 0 | 0 | 0 | 0
| ID | Generation | Hydro | hydro | 0 | 0 | 0 | 0 | 0 | 0 | 0 | 0 | 0 | 0 | 0 | 0 | 0
| ID | Generation | Imports | hydro | 0 | 0 | 0 | 0 | 0 | 0 | 0 | 0 | 0 | 0 | 0 | 0 | 0
| ID | Generation | Land-based Wind | onshore wind | 0 | 0 | 0 | 0 | 0 | 0 | 0 | 0 | 0 | 0 | 0 | 0 | 0
| ID | Generation | NG-CC | natural gas nonpeaker | 0 | 0 | 0 | 0 | 0 | 0 | 0 | 0 | 0 | 0 | 0 | 0 | 0
| ID | Generation | NG-CT | natural gas peaker | 0 | 0 | 0 | 0 | 0 | 0 | 0 | 0 | 0 | 0 | 0 | 0 | 0
| ID | Generation | Nuclear | nuclear | 0 | 0 | 0 | 0 | 0 | 0 | 0 | 0 | 0 | 0 | 0 | 0 | 0
| ID | Generation | Offshore Wind | offshore wind | 0 | 0 | 0 | 0 | 0 | 0 | 0 | 0 | 0 | 0 | 0 | 0 | 0
| ID | Generation | Oil-Gas-Steam | crude oil | 0 | 0 | 0 | 0 | 0 | 0 | 0 | 0 | 0 | 0 | 0 | 0 | 0
| ID | Generation | Rooftop PV | solar PV | 0 | 0 | 0 | 0 | 0 | 0 | 0 | 0 | 0 | 0 | 0 | 0 | 0
| ID | Generation | Storage | storage | 0 | 0 | 0 | 0 | 0 | 0 | 0 | 0 | 0 | 0 | 0 | 0 | 0
| ID | Generation | Utility PV | solar PV | 0 | 0 | 0 | 0 | 0 | 0 | 0 | 0 | 0 | 0 | 0 | 0 | 0
| IL | Generation | Biopower | biomass | 0 | 0 | 0 | 0 | 0 | 0 | 0 | 0 | 0 | 0 | 0 | 0 | 0
| IL | Generation | Coal | hard coal | 0 | 0 | 0 | 0 | 0 | 0 | 0 | 0 | 0 | 0 | 0 | 0 | 0
| IL | Generation | CSP | solar thermal | 0 | 0 | 0 | 0 | 0 | 0 | 0 | 0 | 0 | 0 | 0 | 0 | 0
| IL | Generation | Geothermal | geothermal | 0 | 0 | 0 | 0 | 0 | 0 | 0 | 0 | 0 | 0 | 0 | 0 | 0
| IL | Generation | Hydro | hydro | 0 | 0 | 0 | 0 | 0 | 0 | 0 | 0 | 0 | 0 | 0 | 0 | 0
| IL | Generation | Imports | hydro | 0 | 0 | 0 | 0 | 0 | 0 | 0 | 0 | 0 | 0 | 0 | 0 | 0
| IL | Generation | Land-based Wind | onshore wind | 0 | 0 | 0 | 0 | 0 | 0 | 0 | 0 | 0 | 0 | 0 | 0 | 0
| IL | Generation | NG-CC | natural gas nonpeaker | 0 | 0 | 0 | 0 | 0 | 0 | 0 | 0 | 0 | 0 | 0 | 0 | 0
| IL | Generation | NG-CT | natural gas peaker | 0 | 0 | 0 | 0 | 0 | 0 | 0 | 0 | 0 | 0 | 0 | 0 | 0
| IL | Generation | Nuclear | nuclear | 0 | 0 | 0 | 0 | 0 | 0 | 0 | 0 | 0 | 0 | 0 | 0 | 0
| IL | Generation | Offshore Wind | offshore wind | 0 | 0 | 0 | 0 | 0 | 0 | 0 | 0 | 0 | 0 | 0 | 0 | 0
| IL | Generation | Oil-Gas-Steam | crude oil | 0 | 0 | 0 | 0 | 0 | 0 | 0 | 0 | 0 | 0 | 0 | 0 | 0
| IL | Generation | Rooftop PV | solar PV | 0 | 0 | 0 | 0 | 0 | 0 | 0 | 0 | 0 | 0 | 0 | 0 | 0
| IL | Generation | Storage | storage | 0 | 0 | 0 | 0 | 0 | 0 | 0 | 0 | 0 | 0 | 0 | 0 | 0
| IL | Generation | Utility PV | solar PV | 0 | 0 | 0 | 0 | 0 | 0 | 0 | 0 | 0 | 0 | 0 | 0 | 0
| IN | Generation | Biopower | biomass | 0 | 0 | 0 | 0 | 0 | 0 | 0 | 0 | 0 | 0 | 0 | 0 | 0
| IN | Generation | Coal | hard coal | 0 | 0 | 0 | 0 | 0 | 0 | 0 | 0 | 0 | 0 | 0 | 0 | 0
| IN | Generation | CSP | solar thermal | 0 | 0 | 0 | 0 | 0 | 0 | 0 | 0 | 0 | 0 | 0 | 0 | 0
| IN | Generation | Geothermal | geothermal | 0 | 0 | 0 | 0 | 0 | 0 | 0 | 0 | 0 | 0 | 0 | 0 | 0
| IN | Generation | Hydro | hydro | 0 | 0 | 0 | 0 | 0 | 0 | 0 | 0 | 0 | 0 | 0 | 0 | 0
| IN | Generation | Imports | hydro | 0 | 0 | 0 | 0 | 0 | 0 | 0 | 0 | 0 | 0 | 0 | 0 | 0
| IN | Generation | Land-based Wind | onshore wind | 0 | 0 | 0 | 0 | 0 | 0 | 0 | 0 | 0 | 0 | 0 | 0 | 0
| IN | Generation | NG-CC | natural gas nonpeaker | 0 | 0 | 0 | 0 | 0 | 0 | 0 | 0 | 0 | 0 | 0 | 0 | 0
| IN | Generation | NG-CT | natural gas peaker | 0 | 0 | 0 | 0 | 0 | 0 | 0 | 0 | 0 | 0 | 0 | 0 | 0
| IN | Generation | Nuclear | nuclear | 0 | 0 | 0 | 0 | 0 | 0 | 0 | 0 | 0 | 0 | 0 | 0 | 0
| IN | Generation | Offshore Wind | offshore wind | 0 | 0 | 0 | 0 | 0 | 0 | 0 | 0 | 0 | 0 | 0 | 0 | 0
| IN | Generation | Oil-Gas-Steam | crude oil | 0 | 0 | 0 | 0 | 0 | 0 | 0 | 0 | 0 | 0 | 0 | 0 | 0
| IN | Generation | Rooftop PV | solar PV | 0 | 0 | 0 | 0 | 0 | 0 | 0 | 0 | 0 | 0 | 0 | 0 | 0
| IN | Generation | Storage | storage | 0 | 0 | 0 | 0 | 0 | 0 | 0 | 0 | 0 | 0 | 0 | 0 | 0
| IN | Generation | Utility PV | solar PV | 0 | 0 | 0 | 0 | 0 | 0 | 0 | 0 | 0 | 0 | 0 | 0 | 0
| KS | Generation | Biopower | biomass | 0 | 0 | 0 | 0 | 0 | 0 | 0 | 0 | 0 | 0 | 0 | 0 | 0
| KS | Generation | Coal | hard coal | 0 | 0 | 0 | 0 | 0 | 0 | 0 | 0 | 0 | 0 | 0 | 0 | 0
| KS | Generation | CSP | solar thermal | 0 | 0 | 0 | 0 | 0 | 0 | 0 | 0 | 0 | 0 | 0 | 0 | 0
| KS | Generation | Geothermal | geothermal | 0 | 0 | 0 | 0 | 0 | 0 | 0 | 0 | 0 | 0 | 0 | 0 | 0
| KS | Generation | Hydro | hydro | 0 | 0 | 0 | 0 | 0 | 0 | 0 | 0 | 0 | 0 | 0 | 0 | 0
| KS | Generation | Imports | hydro | 0 | 0 | 0 | 0 | 0 | 0 | 0 | 0 | 0 | 0 | 0 | 0 | 0
| KS | Generation | Land-based Wind | onshore wind | 0 | 0 | 0 | 0 | 0 | 0 | 0 | 0 | 0 | 0 | 0 | 0 | 0
| KS | Generation | NG-CC | natural gas nonpeaker | 0 | 0 | 0 | 0 | 0 | 0 | 0 | 0 | 0 | 0 | 0 | 0 | 0
| KS | Generation | NG-CT | natural gas peaker | 0 | 0 | 0 | 0 | 0 | 0 | 0 | 0 | 0 | 0 | 0 | 0 | 0
| KS | Generation | Nuclear | nuclear | 0 | 0 | 0 | 0 | 0 | 0 | 0 | 0 | 0 | 0 | 0 | 0 | 0
| KS | Generation | Offshore Wind | offshore wind | 0 | 0 | 0 | 0 | 0 | 0 | 0 | 0 | 0 | 0 | 0 | 0 | 0
| KS | Generation | Oil-Gas-Steam | crude oil | 0 | 0 | 0 | 0 | 0 | 0 | 0 | 0 | 0 | 0 | 0 | 0 | 0
| KS | Generation | Rooftop PV | solar PV | 0 | 0 | 0 | 0 | 0 | 0 | 0 | 0 | 0 | 0 | 0 | 0 | 0
| KS | Generation | Storage | storage | 0 | 0 | 0 | 0 | 0 | 0 | 0 | 0 | 0 | 0 | 0 | 0 | 0
| KS | Generation | Utility PV | solar PV | 0 | 0 | 0 | 0 | 0 | 0 | 0 | 0 | 0 | 0 | 0 | 0 | 0
| KY | Generation | Biopower | biomass | 0 | 0 | 0 | 0 | 0 | 0 | 0 | 0 | 0 | 0 | 0 | 0 | 0
| KY | Generation | Coal | hard coal | 0 | 0 | 0 | 0 | 0 | 0 | 0 | 0 | 0 | 0 | 0 | 0 | 0
| KY | Generation | CSP | solar thermal | 0 | 0 | 0 | 0 | 0 | 0 | 0 | 0 | 0 | 0 | 0 | 0 | 0
| KY | Generation | Geothermal | geothermal | 0 | 0 | 0 | 0 | 0 | 0 | 0 | 0 | 0 | 0 | 0 | 0 | 0
| KY | Generation | Hydro | hydro | 0 | 0 | 0 | 0 | 0 | 0 | 0 | 0 | 0 | 0 | 0 | 0 | 0
| KY | Generation | Imports | hydro | 0 | 0 | 0 | 0 | 0 | 0 | 0 | 0 | 0 | 0 | 0 | 0 | 0
| KY | Generation | Land-based Wind | onshore wind | 0 | 0 | 0 | 0 | 0 | 0 | 0 | 0 | 0 | 0 | 0 | 0 | 0
| KY | Generation | NG-CC | natural gas nonpeaker | 0 | 0 | 0 | 0 | 0 | 0 | 0 | 0 | 0 | 0 | 0 | 0 | 0
| KY | Generation | NG-CT | natural gas peaker | 0 | 0 | 0 | 0 | 0 | 0 | 0 | 0 | 0 | 0 | 0 | 0 | 0
| KY | Generation | Nuclear | nuclear | 0 | 0 | 0 | 0 | 0 | 0 | 0 | 0 | 0 | 0 | 0 | 0 | 0
| KY | Generation | Offshore Wind | offshore wind | 0 | 0 | 0 | 0 | 0 | 0 | 0 | 0 | 0 | 0 | 0 | 0 | 0
| KY | Generation | Oil-Gas-Steam | crude oil | 0 | 0 | 0 | 0 | 0 | 0 | 0 | 0 | 0 | 0 | 0 | 0 | 0
| KY | Generation | Rooftop PV | solar PV | 0 | 0 | 0 | 0 | 0 | 0 | 0 | 0 | 0 | 0 | 0 | 0 | 0
| KY | Generation | Storage | storage | 0 | 0 | 0 | 0 | 0 | 0 | 0 | 0 | 0 | 0 | 0 | 0 | 0
| KY | Generation | Utility PV | solar PV | 0 | 0 | 0 | 0 | 0 | 0 | 0 | 0 | 0 | 0 | 0 | 0 | 0
| LA | Generation | Biopower | biomass | 0 | 0 | 0 | 0 | 0 | 0 | 0 | 0 | 0 | 0 | 0 | 0 | 0
| LA | Generation | Coal | hard coal | 0 | 0 | 0 | 0 | 0 | 0 | 0 | 0 | 0 | 0 | 0 | 0 | 0
| LA | Generation | CSP | solar thermal | 0 | 0 | 0 | 0 | 0 | 0 | 0 | 0 | 0 | 0 | 0 | 0 | 0
| LA | Generation | Geothermal | geothermal | 0 | 0 | 0 | 0 | 0 | 0 | 0 | 0 | 0 | 0 | 0 | 0 | 0
| LA | Generation | Hydro | hydro | 0 | 0 | 0 | 0 | 0 | 0 | 0 | 0 | 0 | 0 | 0 | 0 | 0
| LA | Generation | Imports | hydro | 0 | 0 | 0 | 0 | 0 | 0 | 0 | 0 | 0 | 0 | 0 | 0 | 0
| LA | Generation | Land-based Wind | onshore wind | 0 | 0 | 0 | 0 | 0 | 0 | 0 | 0 | 0 | 0 | 0 | 0 | 0
| LA | Generation | NG-CC | natural gas nonpeaker | 0 | 0 | 0 | 0 | 0 | 0 | 0 | 0 | 0 | 0 | 0 | 0 | 0
| LA | Generation | NG-CT | natural gas peaker | 0 | 0 | 0 | 0 | 0 | 0 | 0 | 0 | 0 | 0 | 0 | 0 | 0
| LA | Generation | Nuclear | nuclear | 0 | 0 | 0 | 0 | 0 | 0 | 0 | 0 | 0 | 0 | 0 | 0 | 0
| LA | Generation | Offshore Wind | offshore wind | 0 | 0 | 0 | 0 | 0 | 0 | 0 | 0 | 0 | 0 | 0 | 0 | 0
| LA | Generation | Oil-Gas-Steam | crude oil | 0 | 0 | 0 | 0 | 0 | 0 | 0 | 0 | 0 | 0 | 0 | 0 | 0
| LA | Generation | Rooftop PV | solar PV | 0 | 0 | 0 | 0 | 0 | 0 | 0 | 0 | 0 | 0 | 0 | 0 | 0
| LA | Generation | Storage | storage | 0 | 0 | 0 | 0 | 0 | 0 | 0 | 0 | 0 | 0 | 0 | 0 | 0
| LA | Generation | Utility PV | solar PV | 0 | 0 | 0 | 0 | 0 | 0 | 0 | 0 | 0 | 0 | 0 | 0 | 0
| MA | Generation | Biopower | biomass | 0 | 0 | 0 | 0 | 0 | 0 | 0 | 0 | 0 | 0 | 0 | 0 | 0
| MA | Generation | Coal | hard coal | 0 | 0 | 0 | 0 | 0 | 0 | 0 | 0 | 0 | 0 | 0 | 0 | 0
| MA | Generation | CSP | solar thermal | 0 | 0 | 0 | 0 | 0 | 0 | 0 | 0 | 0 | 0 | 0 | 0 | 0
| MA | Generation | Geothermal | geothermal | 0 | 0 | 0 | 0 | 0 | 0 | 0 | 0 | 0 | 0 | 0 | 0 | 0
| MA | Generation | Hydro | hydro | 0 | 0 | 0 | 0 | 0 | 0 | 0 | 0 | 0 | 0 | 0 | 0 | 0
| MA | Generation | Imports | hydro | 0 | 0 | 0 | 0 | 0 | 0 | 0 | 0 | 0 | 0 | 0 | 0 | 0
| MA | Generation | Land-based Wind | onshore wind | 0 | 0 | 0 | 0 | 0 | 0 | 0 | 0 | 0 | 0 | 0 | 0 | 0
| MA | Generation | NG-CC | natural gas nonpeaker | 0 | 0 | 0 | 0 | 0 | 0 | 0 | 0 | 0 | 0 | 0 | 0 | 0
| MA | Generation | NG-CT | natural gas peaker | 0 | 0 | 0 | 0 | 0 | 0 | 0 | 0 | 0 | 0 | 0 | 0 | 0
| MA | Generation | Nuclear | nuclear | 0 | 0 | 0 | 0 | 0 | 0 | 0 | 0 | 0 | 0 | 0 | 0 | 0
| MA | Generation | Offshore Wind | offshore wind | 0 | 0 | 0 | 0 | 0 | 0 | 0 | 0 | 0 | 0 | 0 | 0 | 0
| MA | Generation | Oil-Gas-Steam | crude oil | 0 | 0 | 0 | 0 | 0 | 0 | 0 | 0 | 0 | 0 | 0 | 0 | 0
| MA | Generation | Rooftop PV | solar PV | 0 | 0 | 0 | 0 | 0 | 0 | 0 | 0 | 0 | 0 | 0 | 0 | 0
| MA | Generation | Storage | storage | 0 | 0 | 0 | 0 | 0 | 0 | 0 | 0 | 0 | 0 | 0 | 0 | 0
| MA | Generation | Utility PV | solar PV | 0 | 0 | 0 | 0 | 0 | 0 | 0 | 0 | 0 | 0 | 0 | 0 | 0
| MD | Generation | Biopower | biomass | 0 | 0 | 0 | 0 | 0 | 0 | 0 | 0 | 0 | 0 | 0 | 0 | 0
| MD | Generation | Coal | hard coal | 0 | 0 | 0 | 0 | 0 | 0 | 0 | 0 | 0 | 0 | 0 | 0 | 0
| MD | Generation | CSP | solar thermal | 0 | 0 | 0 | 0 | 0 | 0 | 0 | 0 | 0 | 0 | 0 | 0 | 0
| MD | Generation | Geothermal | geothermal | 0 | 0 | 0 | 0 | 0 | 0 | 0 | 0 | 0 | 0 | 0 | 0 | 0
| MD | Generation | Hydro | hydro | 0 | 0 | 0 | 0 | 0 | 0 | 0 | 0 | 0 | 0 | 0 | 0 | 0
| MD | Generation | Imports | hydro | 0 | 0 | 0 | 0 | 0 | 0 | 0 | 0 | 0 | 0 | 0 | 0 | 0
| MD | Generation | Land-based Wind | onshore wind | 0 | 0 | 0 | 0 | 0 | 0 | 0 | 0 | 0 | 0 | 0 | 0 | 0
| MD | Generation | NG-CC | natural gas nonpeaker | 0 | 0 | 0 | 0 | 0 | 0 | 0 | 0 | 0 | 0 | 0 | 0 | 0
| MD | Generation | NG-CT | natural gas peaker | 0 | 0 | 0 | 0 | 0 | 0 | 0 | 0 | 0 | 0 | 0 | 0 | 0
| MD | Generation | Nuclear | nuclear | 0 | 0 | 0 | 0 | 0 | 0 | 0 | 0 | 0 | 0 | 0 | 0 | 0
| MD | Generation | Offshore Wind | offshore wind | 0 | 0 | 0 | 0 | 0 | 0 | 0 | 0 | 0 | 0 | 0 | 0 | 0
| MD | Generation | Oil-Gas-Steam | crude oil | 0 | 0 | 0 | 0 | 0 | 0 | 0 | 0 | 0 | 0 | 0 | 0 | 0
| MD | Generation | Rooftop PV | solar PV | 0 | 0 | 0 | 0 | 0 | 0 | 0 | 0 | 0 | 0 | 0 | 0 | 0
| MD | Generation | Storage | storage | 0 | 0 | 0 | 0 | 0 | 0 | 0 | 0 | 0 | 0 | 0 | 0 | 0
| MD | Generation | Utility PV | solar PV | 0 | 0 | 0 | 0 | 0 | 0 | 0 | 0 | 0 | 0 | 0 | 0 | 0
| ME | Generation | Biopower | biomass | 0 | 0 | 0 | 0 | 0 | 0 | 0 | 0 | 0 | 0 | 0 | 0 | 0
| ME | Generation | Coal | hard coal | 0 | 0 | 0 | 0 | 0 | 0 | 0 | 0 | 0 | 0 | 0 | 0 | 0
| ME | Generation | CSP | solar thermal | 0 | 0 | 0 | 0 | 0 | 0 | 0 | 0 | 0 | 0 | 0 | 0 | 0
| ME | Generation | Geothermal | geothermal | 0 | 0 | 0 | 0 | 0 | 0 | 0 | 0 | 0 | 0 | 0 | 0 | 0
| ME | Generation | Hydro | hydro | 0 | 0 | 0 | 0 | 0 | 0 | 0 | 0 | 0 | 0 | 0 | 0 | 0
| ME | Generation | Imports | hydro | 0 | 0 | 0 | 0 | 0 | 0 | 0 | 0 | 0 | 0 | 0 | 0 | 0
| ME | Generation | Land-based Wind | onshore wind | 0 | 0 | 0 | 0 | 0 | 0 | 0 | 0 | 0 | 0 | 0 | 0 | 0
| ME | Generation | NG-CC | natural gas nonpeaker | 0 | 0 | 0 | 0 | 0 | 0 | 0 | 0 | 0 | 0 | 0 | 0 | 0
| ME | Generation | NG-CT | natural gas peaker | 0 | 0 | 0 | 0 | 0 | 0 | 0 | 0 | 0 | 0 | 0 | 0 | 0
| ME | Generation | Nuclear | nuclear | 0 | 0 | 0 | 0 | 0 | 0 | 0 | 0 | 0 | 0 | 0 | 0 | 0
| ME | Generation | Offshore Wind | offshore wind | 0 | 0 | 0 | 0 | 0 | 0 | 0 | 0 | 0 | 0 | 0 | 0 | 0
| ME | Generation | Oil-Gas-Steam | crude oil | 0 | 0 | 0 | 0 | 0 | 0 | 0 | 0 | 0 | 0 | 0 | 0 | 0
| ME | Generation | Rooftop PV | solar PV | 0 | 0 | 0 | 0 | 0 | 0 | 0 | 0 | 0 | 0 | 0 | 0 | 0
| ME | Generation | Storage | storage | 0 | 0 | 0 | 0 | 0 | 0 | 0 | 0 | 0 | 0 | 0 | 0 | 0
| ME | Generation | Utility PV | solar PV | 0 | 0 | 0 | 0 | 0 | 0 | 0 | 0 | 0 | 0 | 0 | 0 | 0
| MI | Generation | Biopower | biomass | 0 | 0 | 0 | 0 | 0 | 0 | 0 | 0 | 0 | 0 | 0 | 0 | 0
| MI | Generation | Coal | hard coal | 0 | 0 | 0 | 0 | 0 | 0 | 0 | 0 | 0 | 0 | 0 | 0 | 0
| MI | Generation | CSP | solar thermal | 0 | 0 | 0 | 0 | 0 | 0 | 0 | 0 | 0 | 0 | 0 | 0 | 0
| MI | Generation | Geothermal | geothermal | 0 | 0 | 0 | 0 | 0 | 0 | 0 | 0 | 0 | 0 | 0 | 0 | 0
| MI | Generation | Hydro | hydro | 0 | 0 | 0 | 0 | 0 | 0 | 0 | 0 | 0 | 0 | 0 | 0 | 0
| MI | Generation | Imports | hydro | 0 | 0 | 0 | 0 | 0 | 0 | 0 | 0 | 0 | 0 | 0 | 0 | 0
| MI | Generation | Land-based Wind | onshore wind | 0 | 0 | 0 | 0 | 0 | 0 | 0 | 0 | 0 | 0 | 0 | 0 | 0
| MI | Generation | NG-CC | natural gas nonpeaker | 0 | 0 | 0 | 0 | 0 | 0 | 0 | 0 | 0 | 0 | 0 | 0 | 0
| MI | Generation | NG-CT | natural gas peaker | 0 | 0 | 0 | 0 | 0 | 0 | 0 | 0 | 0 | 0 | 0 | 0 | 0
| MI | Generation | Nuclear | nuclear | 0 | 0 | 0 | 0 | 0 | 0 | 0 | 0 | 0 | 0 | 0 | 0 | 0
| MI | Generation | Offshore Wind | offshore wind | 0 | 0 | 0 | 0 | 0 | 0 | 0 | 0 | 0 | 0 | 0 | 0 | 0
| MI | Generation | Oil-Gas-Steam | crude oil | 0 | 0 | 0 | 0 | 0 | 0 | 0 | 0 | 0 | 0 | 0 | 0 | 0
| MI | Generation | Rooftop PV | solar PV | 0 | 0 | 0 | 0 | 0 | 0 | 0 | 0 | 0 | 0 | 0 | 0 | 0
| MI | Generation | Storage | storage | 0 | 0 | 0 | 0 | 0 | 0 | 0 | 0 | 0 | 0 | 0 | 0 | 0
| MI | Generation | Utility PV | solar PV | 0 | 0 | 0 | 0 | 0 | 0 | 0 | 0 | 0 | 0 | 0 | 0 | 0
| MN | Generation | Biopower | biomass | 0 | 0 | 0 | 0 | 0 | 0 | 0 | 0 | 0 | 0 | 0 | 0 | 0
| MN | Generation | Coal | hard coal | 0 | 0 | 0 | 0 | 0 | 0 | 0 | 0 | 0 | 0 | 0 | 0 | 0
| MN | Generation | CSP | solar thermal | 0 | 0 | 0 | 0 | 0 | 0 | 0 | 0 | 0 | 0 | 0 | 0 | 0
| MN | Generation | Geothermal | geothermal | 0 | 0 | 0 | 0 | 0 | 0 | 0 | 0 | 0 | 0 | 0 | 0 | 0
| MN | Generation | Hydro | hydro | 0 | 0 | 0 | 0 | 0 | 0 | 0 | 0 | 0 | 0 | 0 | 0 | 0
| MN | Generation | Imports | hydro | 0 | 0 | 0 | 0 | 0 | 0 | 0 | 0 | 0 | 0 | 0 | 0 | 0
| MN | Generation | Land-based Wind | onshore wind | 0 | 0 | 0 | 0 | 0 | 0 | 0 | 0 | 0 | 0 | 0 | 0 | 0
| MN | Generation | NG-CC | natural gas nonpeaker | 0 | 0 | 0 | 0 | 0 | 0 | 0 | 0 | 0 | 0 | 0 | 0 | 0
| MN | Generation | NG-CT | natural gas peaker | 0 | 0 | 0 | 0 | 0 | 0 | 0 | 0 | 0 | 0 | 0 | 0 | 0
| MN | Generation | Nuclear | nuclear | 0 | 0 | 0 | 0 | 0 | 0 | 0 | 0 | 0 | 0 | 0 | 0 | 0
| MN | Generation | Offshore Wind | offshore wind | 0 | 0 | 0 | 0 | 0 | 0 | 0 | 0 | 0 | 0 | 0 | 0 | 0
| MN | Generation | Oil-Gas-Steam | crude oil | 0 | 0 | 0 | 0 | 0 | 0 | 0 | 0 | 0 | 0 | 0 | 0 | 0
| MN | Generation | Rooftop PV | solar PV | 0 | 0 | 0 | 0 | 0 | 0 | 0 | 0 | 0 | 0 | 0 | 0 | 0
| MN | Generation | Storage | storage | 0 | 0 | 0 | 0 | 0 | 0 | 0 | 0 | 0 | 0 | 0 | 0 | 0
| MN | Generation | Utility PV | solar PV | 0 | 0 | 0 | 0 | 0 | 0 | 0 | 0 | 0 | 0 | 0 | 0 | 0
| MO | Generation | Biopower | biomass | 0 | 0 | 0 | 0 | 0 | 0 | 0 | 0 | 0 | 0 | 0 | 0 | 0
| MO | Generation | Coal | hard coal | 0 | 0 | 0 | 0 | 0 | 0 | 0 | 0 | 0 | 0 | 0 | 0 | 0
| MO | Generation | CSP | solar thermal | 0 | 0 | 0 | 0 | 0 | 0 | 0 | 0 | 0 | 0 | 0 | 0 | 0
| MO | Generation | Geothermal | geothermal | 0 | 0 | 0 | 0 | 0 | 0 | 0 | 0 | 0 | 0 | 0 | 0 | 0
| MO | Generation | Hydro | hydro | 0 | 0 | 0 | 0 | 0 | 0 | 0 | 0 | 0 | 0 | 0 | 0 | 0
| MO | Generation | Imports | hydro | 0 | 0 | 0 | 0 | 0 | 0 | 0 | 0 | 0 | 0 | 0 | 0 | 0
| MO | Generation | Land-based Wind | onshore wind | 0 | 0 | 0 | 0 | 0 | 0 | 0 | 0 | 0 | 0 | 0 | 0 | 0
| MO | Generation | NG-CC | natural gas nonpeaker | 0 | 0 | 0 | 0 | 0 | 0 | 0 | 0 | 0 | 0 | 0 | 0 | 0
| MO | Generation | NG-CT | natural gas peaker | 0 | 0 | 0 | 0 | 0 | 0 | 0 | 0 | 0 | 0 | 0 | 0 | 0
| MO | Generation | Nuclear | nuclear | 0 | 0 | 0 | 0 | 0 | 0 | 0 | 0 | 0 | 0 | 0 | 0 | 0
| MO | Generation | Offshore Wind | offshore wind | 0 | 0 | 0 | 0 | 0 | 0 | 0 | 0 | 0 | 0 | 0 | 0 | 0
| MO | Generation | Oil-Gas-Steam | crude oil | 0 | 0 | 0 | 0 | 0 | 0 | 0 | 0 | 0 | 0 | 0 | 0 | 0
| MO | Generation | Rooftop PV | solar PV | 0 | 0 | 0 | 0 | 0 | 0 | 0 | 0 | 0 | 0 | 0 | 0 | 0
| MO | Generation | Storage | storage | 0 | 0 | 0 | 0 | 0 | 0 | 0 | 0 | 0 | 0 | 0 | 0 | 0
| MO | Generation | Utility PV | solar PV | 0 | 0 | 0 | 0 | 0 | 0 | 0 | 0 | 0 | 0 | 0 | 0 | 0
| MS | Generation | Biopower | biomass | 0 | 0 | 0 | 0 | 0 | 0 | 0 | 0 | 0 | 0 | 0 | 0 | 0
| MS | Generation | Coal | hard coal | 0.077492 | 0.060173 | 0.041055 | 0.055787 | 0.072372 | 0.097117 | 0.12669 | 0.1325 | 0.13852 | 0.13947 | 0.14045 | 0.14141 | 0.14236
| MS | Generation | CSP | solar thermal | 0 | 0 | 0 | 0 | 0 | 0 | 0 | 0 | 0 | 0 | 0 | 0 | 0
| MS | Generation | Geothermal | geothermal | 0 | 0 | 0 | 0 | 0 | 0 | 0 | 0 | 0 | 0 | 0 | 0 | 0
| MS | Generation | Hydro | hydro | 0 | 0 | 0 | 0 | 0 | 0 | 0 | 0 | 0 | 0 | 0 | 0 | 0
| MS | Generation | Imports | hydro | 0 | 0 | 0 | 0 | 0 | 0 | 0 | 0 | 0 | 0 | 0 | 0 | 0
| MS | Generation | Land-based Wind | onshore wind | 0 | 0 | 0 | 0 | 0 | 0 | 0 | 0 | 0 | 0 | 0 | 0 | 0
| MS | Generation | NG-CC | natural gas nonpeaker | 0.32315 | 0.33513 | 0.34836 | 0.32656 | 0.30202 | 0.26529 | 0.2214 | 0.21254 | 0.20336 | 0.19894 | 0.19436 | 0.19396 | 0.19356
| MS | Generation | NG-CT | natural gas peaker | 0.00045566 | 0.00047549 | 0.00049737 | 0.00051319 | 0.000531 | 0.00057821 | 0.00063465 | 0.00064606 | 0.0006579 | 0.00066998 | 0.00068251 | 0.00067748 | 0.00067253
| MS | Generation | Nuclear | nuclear | 0.10379 | 0.10891 | 0.11457 | 0.12134 | 0.12897 | 0.14044 | 0.15415 | 0.15692 | 0.1598 | 0.16273 | 0.16577 | 0.16455 | 0.16335
| MS | Generation | Offshore Wind | offshore wind | 0 | 0 | 0 | 0 | 0 | 0 | 0 | 0 | 0 | 0 | 0 | 0 | 0
| MS | Generation | Oil-Gas-Steam | crude oil | 6.8625e-05 | 7.2013e-05 | 7.5753e-05 | 8.0234e-05 | 8.5279e-05 | 9.2862e-05 | 0.00010192 | 0.00010376 | 0.00010566 | 0.0001076 | 0.00010961 | 0.0001088 | 0.00010801
| MS | Generation | Rooftop PV | solar PV | 4.6195e-05 | 6.8565e-05 | 9.3259e-05 | 0.00013498 | 0.00018195 | 0.00027849 | 0.00039387 | 0.00059311 | 0.00079965 | 0.0012267 | 0.0016697 | 0.0024054 | 0.0031302
| MS | Generation | Storage | storage | 0 | 0 | 0 | 0 | 0 | 0 | 0 | 0 | 0 | 0 | 0 | 0 | 0
| MS | Generation | Utility PV | solar PV | 0.0034691 | 0.0036404 | 0.0038295 | 0.004056 | 0.004311 | 0.0046711 | 0.0051015 | 0.0051673 | 0.0052356 | 0.0053291 | 0.0054261 | 0.0053593 | 0.0052934
| MT | Generation | Biopower | biomass | 0 | 0 | 0 | 0 | 0 | 0 | 0 | 0 | 0 | 0 | 0 | 0 | 0
| MT | Generation | Coal | hard coal | 0 | 0 | 0 | 0 | 0 | 0 | 0 | 0 | 0 | 0 | 0 | 0 | 0
| MT | Generation | CSP | solar thermal | 0 | 0 | 0 | 0 | 0 | 0 | 0 | 0 | 0 | 0 | 0 | 0 | 0
| MT | Generation | Geothermal | geothermal | 0 | 0 | 0 | 0 | 0 | 0 | 0 | 0 | 0 | 0 | 0 | 0 | 0
| MT | Generation | Hydro | hydro | 0 | 0 | 0 | 0 | 0 | 0 | 0 | 0 | 0 | 0 | 0 | 0 | 0
| MT | Generation | Imports | hydro | 0 | 0 | 0 | 0 | 0 | 0 | 0 | 0 | 0 | 0 | 0 | 0 | 0
| MT | Generation | Land-based Wind | onshore wind | 0 | 0 | 0 | 0 | 0 | 0 | 0 | 0 | 0 | 0 | 0 | 0 | 0
| MT | Generation | NG-CC | natural gas nonpeaker | 0 | 0 | 0 | 0 | 0 | 0 | 0 | 0 | 0 | 0 | 0 | 0 | 0
| MT | Generation | NG-CT | natural gas peaker | 0 | 0 | 0 | 0 | 0 | 0 | 0 | 0 | 0 | 0 | 0 | 0 | 0
| MT | Generation | Nuclear | nuclear | 0 | 0 | 0 | 0 | 0 | 0 | 0 | 0 | 0 | 0 | 0 | 0 | 0
| MT | Generation | Offshore Wind | offshore wind | 0 | 0 | 0 | 0 | 0 | 0 | 0 | 0 | 0 | 0 | 0 | 0 | 0
| MT | Generation | Oil-Gas-Steam | crude oil | 0 | 0 | 0 | 0 | 0 | 0 | 0 | 0 | 0 | 0 | 0 | 0 | 0
| MT | Generation | Rooftop PV | solar PV | 0 | 0 | 0 | 0 | 0 | 0 | 0 | 0 | 0 | 0 | 0 | 0 | 0
| MT | Generation | Storage | storage | 0 | 0 | 0 | 0 | 0 | 0 | 0 | 0 | 0 | 0 | 0 | 0 | 0
| MT | Generation | Utility PV | solar PV | 0 | 0 | 0 | 0 | 0 | 0 | 0 | 0 | 0 | 0 | 0 | 0 | 0
| NC | Generation | Biopower | biomass | 0 | 0 | 0 | 0 | 0 | 0 | 0 | 0 | 0 | 0 | 0 | 0 | 0
| NC | Generation | Coal | hard coal | 0 | 0 | 0 | 0 | 0 | 0 | 0 | 0 | 0 | 0 | 0 | 0 | 0
| NC | Generation | CSP | solar thermal | 0 | 0 | 0 | 0 | 0 | 0 | 0 | 0 | 0 | 0 | 0 | 0 | 0
| NC | Generation | Geothermal | geothermal | 0 | 0 | 0 | 0 | 0 | 0 | 0 | 0 | 0 | 0 | 0 | 0 | 0
| NC | Generation | Hydro | hydro | 0 | 0 | 0 | 0 | 0 | 0 | 0 | 0 | 0 | 0 | 0 | 0 | 0
| NC | Generation | Imports | hydro | 0 | 0 | 0 | 0 | 0 | 0 | 0 | 0 | 0 | 0 | 0 | 0 | 0
| NC | Generation | Land-based Wind | onshore wind | 0 | 0 | 0 | 0 | 0 | 0 | 0 | 0 | 0 | 0 | 0 | 0 | 0
| NC | Generation | NG-CC | natural gas nonpeaker | 0 | 0 | 0 | 0 | 0 | 0 | 0 | 0 | 0 | 0 | 0 | 0 | 0
| NC | Generation | NG-CT | natural gas peaker | 0 | 0 | 0 | 0 | 0 | 0 | 0 | 0 | 0 | 0 | 0 | 0 | 0
| NC | Generation | Nuclear | nuclear | 0 | 0 | 0 | 0 | 0 | 0 | 0 | 0 | 0 | 0 | 0 | 0 | 0
| NC | Generation | Offshore Wind | offshore wind | 0 | 0 | 0 | 0 | 0 | 0 | 0 | 0 | 0 | 0 | 0 | 0 | 0
| NC | Generation | Oil-Gas-Steam | crude oil | 0 | 0 | 0 | 0 | 0 | 0 | 0 | 0 | 0 | 0 | 0 | 0 | 0
| NC | Generation | Rooftop PV | solar PV | 0 | 0 | 0 | 0 | 0 | 0 | 0 | 0 | 0 | 0 | 0 | 0 | 0
| NC | Generation | Storage | storage | 0 | 0 | 0 | 0 | 0 | 0 | 0 | 0 | 0 | 0 | 0 | 0 | 0
| NC | Generation | Utility PV | solar PV | 0 | 0 | 0 | 0 | 0 | 0 | 0 | 0 | 0 | 0 | 0 | 0 | 0
| ND | Generation | Biopower | biomass | 0 | 0 | 0 | 0 | 0 | 0 | 0 | 0 | 0 | 0 | 0 | 0 | 0
| ND | Generation | Coal | hard coal | 0 | 0 | 0 | 0 | 0 | 0 | 0 | 0 | 0 | 0 | 0 | 0 | 0
| ND | Generation | CSP | solar thermal | 0 | 0 | 0 | 0 | 0 | 0 | 0 | 0 | 0 | 0 | 0 | 0 | 0
| ND | Generation | Geothermal | geothermal | 0 | 0 | 0 | 0 | 0 | 0 | 0 | 0 | 0 | 0 | 0 | 0 | 0
| ND | Generation | Hydro | hydro | 0 | 0 | 0 | 0 | 0 | 0 | 0 | 0 | 0 | 0 | 0 | 0 | 0
| ND | Generation | Imports | hydro | 0 | 0 | 0 | 0 | 0 | 0 | 0 | 0 | 0 | 0 | 0 | 0 | 0
| ND | Generation | Land-based Wind | onshore wind | 0 | 0 | 0 | 0 | 0 | 0 | 0 | 0 | 0 | 0 | 0 | 0 | 0
| ND | Generation | NG-CC | natural gas nonpeaker | 0 | 0 | 0 | 0 | 0 | 0 | 0 | 0 | 0 | 0 | 0 | 0 | 0
| ND | Generation | NG-CT | natural gas peaker | 0 | 0 | 0 | 0 | 0 | 0 | 0 | 0 | 0 | 0 | 0 | 0 | 0
| ND | Generation | Nuclear | nuclear | 0 | 0 | 0 | 0 | 0 | 0 | 0 | 0 | 0 | 0 | 0 | 0 | 0
| ND | Generation | Offshore Wind | offshore wind | 0 | 0 | 0 | 0 | 0 | 0 | 0 | 0 | 0 | 0 | 0 | 0 | 0
| ND | Generation | Oil-Gas-Steam | crude oil | 0 | 0 | 0 | 0 | 0 | 0 | 0 | 0 | 0 | 0 | 0 | 0 | 0
| ND | Generation | Rooftop PV | solar PV | 0 | 0 | 0 | 0 | 0 | 0 | 0 | 0 | 0 | 0 | 0 | 0 | 0
| ND | Generation | Storage | storage | 0 | 0 | 0 | 0 | 0 | 0 | 0 | 0 | 0 | 0 | 0 | 0 | 0
| ND | Generation | Utility PV | solar PV | 0 | 0 | 0 | 0 | 0 | 0 | 0 | 0 | 0 | 0 | 0 | 0 | 0
| NE | Generation | Biopower | biomass | 0 | 0 | 0 | 0 | 0 | 0 | 0 | 0 | 0 | 0 | 0 | 0 | 0
| NE | Generation | Coal | hard coal | 0 | 0 | 0 | 0 | 0 | 0 | 0 | 0 | 0 | 0 | 0 | 0 | 0
| NE | Generation | CSP | solar thermal | 0 | 0 | 0 | 0 | 0 | 0 | 0 | 0 | 0 | 0 | 0 | 0 | 0
| NE | Generation | Geothermal | geothermal | 0 | 0 | 0 | 0 | 0 | 0 | 0 | 0 | 0 | 0 | 0 | 0 | 0
| NE | Generation | Hydro | hydro | 0 | 0 | 0 | 0 | 0 | 0 | 0 | 0 | 0 | 0 | 0 | 0 | 0
| NE | Generation | Imports | hydro | 0 | 0 | 0 | 0 | 0 | 0 | 0 | 0 | 0 | 0 | 0 | 0 | 0
| NE | Generation | Land-based Wind | onshore wind | 0 | 0 | 0 | 0 | 0 | 0 | 0 | 0 | 0 | 0 | 0 | 0 | 0
| NE | Generation | NG-CC | natural gas nonpeaker | 0 | 0 | 0 | 0 | 0 | 0 | 0 | 0 | 0 | 0 | 0 | 0 | 0
| NE | Generation | NG-CT | natural gas peaker | 0 | 0 | 0 | 0 | 0 | 0 | 0 | 0 | 0 | 0 | 0 | 0 | 0
| NE | Generation | Nuclear | nuclear | 0 | 0 | 0 | 0 | 0 | 0 | 0 | 0 | 0 | 0 | 0 | 0 | 0
| NE | Generation | Offshore Wind | offshore wind | 0 | 0 | 0 | 0 | 0 | 0 | 0 | 0 | 0 | 0 | 0 | 0 | 0
| NE | Generation | Oil-Gas-Steam | crude oil | 0 | 0 | 0 | 0 | 0 | 0 | 0 | 0 | 0 | 0 | 0 | 0 | 0
| NE | Generation | Rooftop PV | solar PV | 0 | 0 | 0 | 0 | 0 | 0 | 0 | 0 | 0 | 0 | 0 | 0 | 0
| NE | Generation | Storage | storage | 0 | 0 | 0 | 0 | 0 | 0 | 0 | 0 | 0 | 0 | 0 | 0 | 0
| NE | Generation | Utility PV | solar PV | 0 | 0 | 0 | 0 | 0 | 0 | 0 | 0 | 0 | 0 | 0 | 0 | 0
| NH | Generation | Biopower | biomass | 0 | 0 | 0 | 0 | 0 | 0 | 0 | 0 | 0 | 0 | 0 | 0 | 0
| NH | Generation | Coal | hard coal | 0 | 0 | 0 | 0 | 0 | 0 | 0 | 0 | 0 | 0 | 0 | 0 | 0
| NH | Generation | CSP | solar thermal | 0 | 0 | 0 | 0 | 0 | 0 | 0 | 0 | 0 | 0 | 0 | 0 | 0
| NH | Generation | Geothermal | geothermal | 0 | 0 | 0 | 0 | 0 | 0 | 0 | 0 | 0 | 0 | 0 | 0 | 0
| NH | Generation | Hydro | hydro | 0 | 0 | 0 | 0 | 0 | 0 | 0 | 0 | 0 | 0 | 0 | 0 | 0
| NH | Generation | Imports | hydro | 0 | 0 | 0 | 0 | 0 | 0 | 0 | 0 | 0 | 0 | 0 | 0 | 0
| NH | Generation | Land-based Wind | onshore wind | 0 | 0 | 0 | 0 | 0 | 0 | 0 | 0 | 0 | 0 | 0 | 0 | 0
| NH | Generation | NG-CC | natural gas nonpeaker | 0 | 0 | 0 | 0 | 0 | 0 | 0 | 0 | 0 | 0 | 0 | 0 | 0
| NH | Generation | NG-CT | natural gas peaker | 0 | 0 | 0 | 0 | 0 | 0 | 0 | 0 | 0 | 0 | 0 | 0 | 0
| NH | Generation | Nuclear | nuclear | 0 | 0 | 0 | 0 | 0 | 0 | 0 | 0 | 0 | 0 | 0 | 0 | 0
| NH | Generation | Offshore Wind | offshore wind | 0 | 0 | 0 | 0 | 0 | 0 | 0 | 0 | 0 | 0 | 0 | 0 | 0
| NH | Generation | Oil-Gas-Steam | crude oil | 0 | 0 | 0 | 0 | 0 | 0 | 0 | 0 | 0 | 0 | 0 | 0 | 0
| NH | Generation | Rooftop PV | solar PV | 0 | 0 | 0 | 0 | 0 | 0 | 0 | 0 | 0 | 0 | 0 | 0 | 0
| NH | Generation | Storage | storage | 0 | 0 | 0 | 0 | 0 | 0 | 0 | 0 | 0 | 0 | 0 | 0 | 0
| NH | Generation | Utility PV | solar PV | 0 | 0 | 0 | 0 | 0 | 0 | 0 | 0 | 0 | 0 | 0 | 0 | 0
| NJ | Generation | Biopower | biomass | 0 | 0 | 0 | 0 | 0 | 0 | 0 | 0 | 0 | 0 | 0 | 0 | 0
| NJ | Generation | Coal | hard coal | 0 | 0 | 0 | 0 | 0 | 0 | 0 | 0 | 0 | 0 | 0 | 0 | 0
| NJ | Generation | CSP | solar thermal | 0 | 0 | 0 | 0 | 0 | 0 | 0 | 0 | 0 | 0 | 0 | 0 | 0
| NJ | Generation | Geothermal | geothermal | 0 | 0 | 0 | 0 | 0 | 0 | 0 | 0 | 0 | 0 | 0 | 0 | 0
| NJ | Generation | Hydro | hydro | 0 | 0 | 0 | 0 | 0 | 0 | 0 | 0 | 0 | 0 | 0 | 0 | 0
| NJ | Generation | Imports | hydro | 0 | 0 | 0 | 0 | 0 | 0 | 0 | 0 | 0 | 0 | 0 | 0 | 0
| NJ | Generation | Land-based Wind | onshore wind | 0 | 0 | 0 | 0 | 0 | 0 | 0 | 0 | 0 | 0 | 0 | 0 | 0
| NJ | Generation | NG-CC | natural gas nonpeaker | 0 | 0 | 0 | 0 | 0 | 0 | 0 | 0 | 0 | 0 | 0 | 0 | 0
| NJ | Generation | NG-CT | natural gas peaker | 0 | 0 | 0 | 0 | 0 | 0 | 0 | 0 | 0 | 0 | 0 | 0 | 0
| NJ | Generation | Nuclear | nuclear | 0 | 0 | 0 | 0 | 0 | 0 | 0 | 0 | 0 | 0 | 0 | 0 | 0
| NJ | Generation | Offshore Wind | offshore wind | 0 | 0 | 0 | 0 | 0 | 0 | 0 | 0 | 0 | 0 | 0 | 0 | 0
| NJ | Generation | Oil-Gas-Steam | crude oil | 0 | 0 | 0 | 0 | 0 | 0 | 0 | 0 | 0 | 0 | 0 | 0 | 0
| NJ | Generation | Rooftop PV | solar PV | 0 | 0 | 0 | 0 | 0 | 0 | 0 | 0 | 0 | 0 | 0 | 0 | 0
| NJ | Generation | Storage | storage | 0 | 0 | 0 | 0 | 0 | 0 | 0 | 0 | 0 | 0 | 0 | 0 | 0
| NJ | Generation | Utility PV | solar PV | 0 | 0 | 0 | 0 | 0 | 0 | 0 | 0 | 0 | 0 | 0 | 0 | 0
| NM | Generation | Biopower | biomass | 0 | 0 | 0 | 0 | 0 | 0 | 0 | 0 | 0 | 0 | 0 | 0 | 0
| NM | Generation | Coal | hard coal | 0 | 0 | 0 | 0 | 0 | 0 | 0 | 0 | 0 | 0 | 0 | 0 | 0
| NM | Generation | CSP | solar thermal | 0 | 0 | 0 | 0 | 0 | 0 | 0 | 0 | 0 | 0 | 0 | 0 | 0
| NM | Generation | Geothermal | geothermal | 0 | 0 | 0 | 0 | 0 | 0 | 0 | 0 | 0 | 0 | 0 | 0 | 0
| NM | Generation | Hydro | hydro | 0 | 0 | 0 | 0 | 0 | 0 | 0 | 0 | 0 | 0 | 0 | 0 | 0
| NM | Generation | Imports | hydro | 0 | 0 | 0 | 0 | 0 | 0 | 0 | 0 | 0 | 0 | 0 | 0 | 0
| NM | Generation | Land-based Wind | onshore wind | 0 | 0 | 0 | 0 | 0 | 0 | 0 | 0 | 0 | 0 | 0 | 0 | 0
| NM | Generation | NG-CC | natural gas nonpeaker | 0 | 0 | 0 | 0 | 0 | 0 | 0 | 0 | 0 | 0 | 0 | 0 | 0
| NM | Generation | NG-CT | natural gas peaker | 0 | 0 | 0 | 0 | 0 | 0 | 0 | 0 | 0 | 0 | 0 | 0 | 0
| NM | Generation | Nuclear | nuclear | 0 | 0 | 0 | 0 | 0 | 0 | 0 | 0 | 0 | 0 | 0 | 0 | 0
| NM | Generation | Offshore Wind | offshore wind | 0 | 0 | 0 | 0 | 0 | 0 | 0 | 0 | 0 | 0 | 0 | 0 | 0
| NM | Generation | Oil-Gas-Steam | crude oil | 0 | 0 | 0 | 0 | 0 | 0 | 0 | 0 | 0 | 0 | 0 | 0 | 0
| NM | Generation | Rooftop PV | solar PV | 0 | 0 | 0 | 0 | 0 | 0 | 0 | 0 | 0 | 0 | 0 | 0 | 0
| NM | Generation | Storage | storage | 0 | 0 | 0 | 0 | 0 | 0 | 0 | 0 | 0 | 0 | 0 | 0 | 0
| NM | Generation | Utility PV | solar PV | 0 | 0 | 0 | 0 | 0 | 0 | 0 | 0 | 0 | 0 | 0 | 0 | 0
| NV | Generation | Biopower | biomass | 0 | 0 | 0 | 0 | 0 | 0 | 0 | 0 | 0 | 0 | 0 | 0 | 0
| NV | Generation | Coal | hard coal | 0 | 0 | 0 | 0 | 0 | 0 | 0 | 0 | 0 | 0 | 0 | 0 | 0
| NV | Generation | CSP | solar thermal | 0 | 0 | 0 | 0 | 0 | 0 | 0 | 0 | 0 | 0 | 0 | 0 | 0
| NV | Generation | Geothermal | geothermal | 0 | 0 | 0 | 0 | 0 | 0 | 0 | 0 | 0 | 0 | 0 | 0 | 0
| NV | Generation | Hydro | hydro | 0 | 0 | 0 | 0 | 0 | 0 | 0 | 0 | 0 | 0 | 0 | 0 | 0
| NV | Generation | Imports | hydro | 0 | 0 | 0 | 0 | 0 | 0 | 0 | 0 | 0 | 0 | 0 | 0 | 0
| NV | Generation | Land-based Wind | onshore wind | 0 | 0 | 0 | 0 | 0 | 0 | 0 | 0 | 0 | 0 | 0 | 0 | 0
| NV | Generation | NG-CC | natural gas nonpeaker | 0 | 0 | 0 | 0 | 0 | 0 | 0 | 0 | 0 | 0 | 0 | 0 | 0
| NV | Generation | NG-CT | natural gas peaker | 0 | 0 | 0 | 0 | 0 | 0 | 0 | 0 | 0 | 0 | 0 | 0 | 0
| NV | Generation | Nuclear | nuclear | 0 | 0 | 0 | 0 | 0 | 0 | 0 | 0 | 0 | 0 | 0 | 0 | 0
| NV | Generation | Offshore Wind | offshore wind | 0 | 0 | 0 | 0 | 0 | 0 | 0 | 0 | 0 | 0 | 0 | 0 | 0
| NV | Generation | Oil-Gas-Steam | crude oil | 0 | 0 | 0 | 0 | 0 | 0 | 0 | 0 | 0 | 0 | 0 | 0 | 0
| NV | Generation | Rooftop PV | solar PV | 0 | 0 | 0 | 0 | 0 | 0 | 0 | 0 | 0 | 0 | 0 | 0 | 0
| NV | Generation | Storage | storage | 0 | 0 | 0 | 0 | 0 | 0 | 0 | 0 | 0 | 0 | 0 | 0 | 0
| NV | Generation | Utility PV | solar PV | 0 | 0 | 0 | 0 | 0 | 0 | 0 | 0 | 0 | 0 | 0 | 0 | 0
| NY | Generation | Biopower | biomass | 0 | 0 | 0 | 0 | 0 | 0 | 0 | 0 | 0 | 0 | 0 | 0 | 0
| NY | Generation | Coal | hard coal | 0 | 0 | 0 | 0 | 0 | 0 | 0 | 0 | 0 | 0 | 0 | 0 | 0
| NY | Generation | CSP | solar thermal | 0 | 0 | 0 | 0 | 0 | 0 | 0 | 0 | 0 | 0 | 0 | 0 | 0
| NY | Generation | Geothermal | geothermal | 0 | 0 | 0 | 0 | 0 | 0 | 0 | 0 | 0 | 0 | 0 | 0 | 0
| NY | Generation | Hydro | hydro | 0 | 0 | 0 | 0 | 0 | 0 | 0 | 0 | 0 | 0 | 0 | 0 | 0
| NY | Generation | Imports | hydro | 0 | 0 | 0 | 0 | 0 | 0 | 0 | 0 | 0 | 0 | 0 | 0 | 0
| NY | Generation | Land-based Wind | onshore wind | 0 | 0 | 0 | 0 | 0 | 0 | 0 | 0 | 0 | 0 | 0 | 0 | 0
| NY | Generation | NG-CC | natural gas nonpeaker | 0 | 0 | 0 | 0 | 0 | 0 | 0 | 0 | 0 | 0 | 0 | 0 | 0
| NY | Generation | NG-CT | natural gas peaker | 0 | 0 | 0 | 0 | 0 | 0 | 0 | 0 | 0 | 0 | 0 | 0 | 0
| NY | Generation | Nuclear | nuclear | 0 | 0 | 0 | 0 | 0 | 0 | 0 | 0 | 0 | 0 | 0 | 0 | 0
| NY | Generation | Offshore Wind | offshore wind | 0 | 0 | 0 | 0 | 0 | 0 | 0 | 0 | 0 | 0 | 0 | 0 | 0
| NY | Generation | Oil-Gas-Steam | crude oil | 0 | 0 | 0 | 0 | 0 | 0 | 0 | 0 | 0 | 0 | 0 | 0 | 0
| NY | Generation | Rooftop PV | solar PV | 0 | 0 | 0 | 0 | 0 | 0 | 0 | 0 | 0 | 0 | 0 | 0 | 0
| NY | Generation | Storage | storage | 0 | 0 | 0 | 0 | 0 | 0 | 0 | 0 | 0 | 0 | 0 | 0 | 0
| NY | Generation | Utility PV | solar PV | 0 | 0 | 0 | 0 | 0 | 0 | 0 | 0 | 0 | 0 | 0 | 0 | 0
| OH | Generation | Biopower | biomass | 0 | 0 | 0 | 0 | 0 | 0 | 0 | 0 | 0 | 0 | 0 | 0 | 0
| OH | Generation | Coal | hard coal | 0 | 0 | 0 | 0 | 0 | 0 | 0 | 0 | 0 | 0 | 0 | 0 | 0
| OH | Generation | CSP | solar thermal | 0 | 0 | 0 | 0 | 0 | 0 | 0 | 0 | 0 | 0 | 0 | 0 | 0
| OH | Generation | Geothermal | geothermal | 0 | 0 | 0 | 0 | 0 | 0 | 0 | 0 | 0 | 0 | 0 | 0 | 0
| OH | Generation | Hydro | hydro | 0 | 0 | 0 | 0 | 0 | 0 | 0 | 0 | 0 | 0 | 0 | 0 | 0
| OH | Generation | Imports | hydro | 0 | 0 | 0 | 0 | 0 | 0 | 0 | 0 | 0 | 0 | 0 | 0 | 0
| OH | Generation | Land-based Wind | onshore wind | 0 | 0 | 0 | 0 | 0 | 0 | 0 | 0 | 0 | 0 | 0 | 0 | 0
| OH | Generation | NG-CC | natural gas nonpeaker | 0 | 0 | 0 | 0 | 0 | 0 | 0 | 0 | 0 | 0 | 0 | 0 | 0
| OH | Generation | NG-CT | natural gas peaker | 0 | 0 | 0 | 0 | 0 | 0 | 0 | 0 | 0 | 0 | 0 | 0 | 0
| OH | Generation | Nuclear | nuclear | 0 | 0 | 0 | 0 | 0 | 0 | 0 | 0 | 0 | 0 | 0 | 0 | 0
| OH | Generation | Offshore Wind | offshore wind | 0 | 0 | 0 | 0 | 0 | 0 | 0 | 0 | 0 | 0 | 0 | 0 | 0
| OH | Generation | Oil-Gas-Steam | crude oil | 0 | 0 | 0 | 0 | 0 | 0 | 0 | 0 | 0 | 0 | 0 | 0 | 0
| OH | Generation | Rooftop PV | solar PV | 0 | 0 | 0 | 0 | 0 | 0 | 0 | 0 | 0 | 0 | 0 | 0 | 0
| OH | Generation | Storage | storage | 0 | 0 | 0 | 0 | 0 | 0 | 0 | 0 | 0 | 0 | 0 | 0 | 0
| OH | Generation | Utility PV | solar PV | 0 | 0 | 0 | 0 | 0 | 0 | 0 | 0 | 0 | 0 | 0 | 0 | 0
| OK | Generation | Biopower | biomass | 0 | 0 | 0 | 0 | 0 | 0 | 0 | 0 | 0 | 0 | 0 | 0 | 0
| OK | Generation | Coal | hard coal | 0 | 0 | 0 | 0 | 0 | 0 | 0 | 0 | 0 | 0 | 0 | 0 | 0
| OK | Generation | CSP | solar thermal | 0 | 0 | 0 | 0 | 0 | 0 | 0 | 0 | 0 | 0 | 0 | 0 | 0
| OK | Generation | Geothermal | geothermal | 0 | 0 | 0 | 0 | 0 | 0 | 0 | 0 | 0 | 0 | 0 | 0 | 0
| OK | Generation | Hydro | hydro | 0 | 0 | 0 | 0 | 0 | 0 | 0 | 0 | 0 | 0 | 0 | 0 | 0
| OK | Generation | Imports | hydro | 0 | 0 | 0 | 0 | 0 | 0 | 0 | 0 | 0 | 0 | 0 | 0 | 0
| OK | Generation | Land-based Wind | onshore wind | 0 | 0 | 0 | 0 | 0 | 0 | 0 | 0 | 0 | 0 | 0 | 0 | 0
| OK | Generation | NG-CC | natural gas nonpeaker | 0 | 0 | 0 | 0 | 0 | 0 | 0 | 0 | 0 | 0 | 0 | 0 | 0
| OK | Generation | NG-CT | natural gas peaker | 0 | 0 | 0 | 0 | 0 | 0 | 0 | 0 | 0 | 0 | 0 | 0 | 0
| OK | Generation | Nuclear | nuclear | 0 | 0 | 0 | 0 | 0 | 0 | 0 | 0 | 0 | 0 | 0 | 0 | 0
| OK | Generation | Offshore Wind | offshore wind | 0 | 0 | 0 | 0 | 0 | 0 | 0 | 0 | 0 | 0 | 0 | 0 | 0
| OK | Generation | Oil-Gas-Steam | crude oil | 0 | 0 | 0 | 0 | 0 | 0 | 0 | 0 | 0 | 0 | 0 | 0 | 0
| OK | Generation | Rooftop PV | solar PV | 0 | 0 | 0 | 0 | 0 | 0 | 0 | 0 | 0 | 0 | 0 | 0 | 0
| OK | Generation | Storage | storage | 0 | 0 | 0 | 0 | 0 | 0 | 0 | 0 | 0 | 0 | 0 | 0 | 0
| OK | Generation | Utility PV | solar PV | 0 | 0 | 0 | 0 | 0 | 0 | 0 | 0 | 0 | 0 | 0 | 0 | 0
| OR | Generation | Biopower | biomass | 0 | 0 | 0 | 0 | 0 | 0 | 0 | 0 | 0 | 0 | 0 | 0 | 0
| OR | Generation | Coal | hard coal | 0 | 0 | 0 | 0 | 0 | 0 | 0 | 0 | 0 | 0 | 0 | 0 | 0
| OR | Generation | CSP | solar thermal | 0 | 0 | 0 | 0 | 0 | 0 | 0 | 0 | 0 | 0 | 0 | 0 | 0
| OR | Generation | Geothermal | geothermal | 0 | 0 | 0 | 0 | 0 | 0 | 0 | 0 | 0 | 0 | 0 | 0 | 0
| OR | Generation | Hydro | hydro | 0 | 0 | 0 | 0 | 0 | 0 | 0 | 0 | 0 | 0 | 0 | 0 | 0
| OR | Generation | Imports | hydro | 0 | 0 | 0 | 0 | 0 | 0 | 0 | 0 | 0 | 0 | 0 | 0 | 0
| OR | Generation | Land-based Wind | onshore wind | 0 | 0 | 0 | 0 | 0 | 0 | 0 | 0 | 0 | 0 | 0 | 0 | 0
| OR | Generation | NG-CC | natural gas nonpeaker | 0 | 0 | 0 | 0 | 0 | 0 | 0 | 0 | 0 | 0 | 0 | 0 | 0
| OR | Generation | NG-CT | natural gas peaker | 0 | 0 | 0 | 0 | 0 | 0 | 0 | 0 | 0 | 0 | 0 | 0 | 0
| OR | Generation | Nuclear | nuclear | 0 | 0 | 0 | 0 | 0 | 0 | 0 | 0 | 0 | 0 | 0 | 0 | 0
| OR | Generation | Offshore Wind | offshore wind | 0 | 0 | 0 | 0 | 0 | 0 | 0 | 0 | 0 | 0 | 0 | 0 | 0
| OR | Generation | Oil-Gas-Steam | crude oil | 0 | 0 | 0 | 0 | 0 | 0 | 0 | 0 | 0 | 0 | 0 | 0 | 0
| OR | Generation | Rooftop PV | solar PV | 0 | 0 | 0 | 0 | 0 | 0 | 0 | 0 | 0 | 0 | 0 | 0 | 0
| OR | Generation | Storage | storage | 0 | 0 | 0 | 0 | 0 | 0 | 0 | 0 | 0 | 0 | 0 | 0 | 0
| OR | Generation | Utility PV | solar PV | 0 | 0 | 0 | 0 | 0 | 0 | 0 | 0 | 0 | 0 | 0 | 0 | 0
| PA | Generation | Biopower | biomass | 0 | 0 | 0 | 0 | 0 | 0 | 0 | 0 | 0 | 0 | 0 | 0 | 0
| PA | Generation | Coal | hard coal | 0 | 0 | 0 | 0 | 0 | 0 | 0 | 0 | 0 | 0 | 0 | 0 | 0
| PA | Generation | CSP | solar thermal | 0 | 0 | 0 | 0 | 0 | 0 | 0 | 0 | 0 | 0 | 0 | 0 | 0
| PA | Generation | Geothermal | geothermal | 0 | 0 | 0 | 0 | 0 | 0 | 0 | 0 | 0 | 0 | 0 | 0 | 0
| PA | Generation | Hydro | hydro | 0 | 0 | 0 | 0 | 0 | 0 | 0 | 0 | 0 | 0 | 0 | 0 | 0
| PA | Generation | Imports | hydro | 0 | 0 | 0 | 0 | 0 | 0 | 0 | 0 | 0 | 0 | 0 | 0 | 0
| PA | Generation | Land-based Wind | onshore wind | 0 | 0 | 0 | 0 | 0 | 0 | 0 | 0 | 0 | 0 | 0 | 0 | 0
| PA | Generation | NG-CC | natural gas nonpeaker | 0 | 0 | 0 | 0 | 0 | 0 | 0 | 0 | 0 | 0 | 0 | 0 | 0
| PA | Generation | NG-CT | natural gas peaker | 0 | 0 | 0 | 0 | 0 | 0 | 0 | 0 | 0 | 0 | 0 | 0 | 0
| PA | Generation | Nuclear | nuclear | 0 | 0 | 0 | 0 | 0 | 0 | 0 | 0 | 0 | 0 | 0 | 0 | 0
| PA | Generation | Offshore Wind | offshore wind | 0 | 0 | 0 | 0 | 0 | 0 | 0 | 0 | 0 | 0 | 0 | 0 | 0
| PA | Generation | Oil-Gas-Steam | crude oil | 0 | 0 | 0 | 0 | 0 | 0 | 0 | 0 | 0 | 0 | 0 | 0 | 0
| PA | Generation | Rooftop PV | solar PV | 0 | 0 | 0 | 0 | 0 | 0 | 0 | 0 | 0 | 0 | 0 | 0 | 0
| PA | Generation | Storage | storage | 0 | 0 | 0 | 0 | 0 | 0 | 0 | 0 | 0 | 0 | 0 | 0 | 0
| PA | Generation | Utility PV | solar PV | 0 | 0 | 0 | 0 | 0 | 0 | 0 | 0 | 0 | 0 | 0 | 0 | 0
| RI | Generation | Biopower | biomass | 0 | 0 | 0 | 0 | 0 | 0 | 0 | 0 | 0 | 0 | 0 | 0 | 0
| RI | Generation | Coal | hard coal | 0 | 0 | 0 | 0 | 0 | 0 | 0 | 0 | 0 | 0 | 0 | 0 | 0
| RI | Generation | CSP | solar thermal | 0 | 0 | 0 | 0 | 0 | 0 | 0 | 0 | 0 | 0 | 0 | 0 | 0
| RI | Generation | Geothermal | geothermal | 0 | 0 | 0 | 0 | 0 | 0 | 0 | 0 | 0 | 0 | 0 | 0 | 0
| RI | Generation | Hydro | hydro | 0 | 0 | 0 | 0 | 0 | 0 | 0 | 0 | 0 | 0 | 0 | 0 | 0
| RI | Generation | Imports | hydro | 0 | 0 | 0 | 0 | 0 | 0 | 0 | 0 | 0 | 0 | 0 | 0 | 0
| RI | Generation | Land-based Wind | onshore wind | 0 | 0 | 0 | 0 | 0 | 0 | 0 | 0 | 0 | 0 | 0 | 0 | 0
| RI | Generation | NG-CC | natural gas nonpeaker | 0 | 0 | 0 | 0 | 0 | 0 | 0 | 0 | 0 | 0 | 0 | 0 | 0
| RI | Generation | NG-CT | natural gas peaker | 0 | 0 | 0 | 0 | 0 | 0 | 0 | 0 | 0 | 0 | 0 | 0 | 0
| RI | Generation | Nuclear | nuclear | 0 | 0 | 0 | 0 | 0 | 0 | 0 | 0 | 0 | 0 | 0 | 0 | 0
| RI | Generation | Offshore Wind | offshore wind | 0 | 0 | 0 | 0 | 0 | 0 | 0 | 0 | 0 | 0 | 0 | 0 | 0
| RI | Generation | Oil-Gas-Steam | crude oil | 0 | 0 | 0 | 0 | 0 | 0 | 0 | 0 | 0 | 0 | 0 | 0 | 0
| RI | Generation | Rooftop PV | solar PV | 0 | 0 | 0 | 0 | 0 | 0 | 0 | 0 | 0 | 0 | 0 | 0 | 0
| RI | Generation | Storage | storage | 0 | 0 | 0 | 0 | 0 | 0 | 0 | 0 | 0 | 0 | 0 | 0 | 0
| RI | Generation | Utility PV | solar PV | 0 | 0 | 0 | 0 | 0 | 0 | 0 | 0 | 0 | 0 | 0 | 0 | 0
| SC | Generation | Biopower | biomass | 0 | 0 | 0 | 0 | 0 | 0 | 0 | 0 | 0 | 0 | 0 | 0 | 0
| SC | Generation | Coal | hard coal | 0 | 0 | 0 | 0 | 0 | 0 | 0 | 0 | 0 | 0 | 0 | 0 | 0
| SC | Generation | CSP | solar thermal | 0 | 0 | 0 | 0 | 0 | 0 | 0 | 0 | 0 | 0 | 0 | 0 | 0
| SC | Generation | Geothermal | geothermal | 0 | 0 | 0 | 0 | 0 | 0 | 0 | 0 | 0 | 0 | 0 | 0 | 0
| SC | Generation | Hydro | hydro | 0 | 0 | 0 | 0 | 0 | 0 | 0 | 0 | 0 | 0 | 0 | 0 | 0
| SC | Generation | Imports | hydro | 0 | 0 | 0 | 0 | 0 | 0 | 0 | 0 | 0 | 0 | 0 | 0 | 0
| SC | Generation | Land-based Wind | onshore wind | 0 | 0 | 0 | 0 | 0 | 0 | 0 | 0 | 0 | 0 | 0 | 0 | 0
| SC | Generation | NG-CC | natural gas nonpeaker | 0 | 0 | 0 | 0 | 0 | 0 | 0 | 0 | 0 | 0 | 0 | 0 | 0
| SC | Generation | NG-CT | natural gas peaker | 0 | 0 | 0 | 0 | 0 | 0 | 0 | 0 | 0 | 0 | 0 | 0 | 0
| SC | Generation | Nuclear | nuclear | 0 | 0 | 0 | 0 | 0 | 0 | 0 | 0 | 0 | 0 | 0 | 0 | 0
| SC | Generation | Offshore Wind | offshore wind | 0 | 0 | 0 | 0 | 0 | 0 | 0 | 0 | 0 | 0 | 0 | 0 | 0
| SC | Generation | Oil-Gas-Steam | crude oil | 0 | 0 | 0 | 0 | 0 | 0 | 0 | 0 | 0 | 0 | 0 | 0 | 0
| SC | Generation | Rooftop PV | solar PV | 0 | 0 | 0 | 0 | 0 | 0 | 0 | 0 | 0 | 0 | 0 | 0 | 0
| SC | Generation | Storage | storage | 0 | 0 | 0 | 0 | 0 | 0 | 0 | 0 | 0 | 0 | 0 | 0 | 0
| SC | Generation | Utility PV | solar PV | 0 | 0 | 0 | 0 | 0 | 0 | 0 | 0 | 0 | 0 | 0 | 0 | 0
| SD | Generation | Biopower | biomass | 0 | 0 | 0 | 0 | 0 | 0 | 0 | 0 | 0 | 0 | 0 | 0 | 0
| SD | Generation | Coal | hard coal | 0 | 0 | 0 | 0 | 0 | 0 | 0 | 0 | 0 | 0 | 0 | 0 | 0
| SD | Generation | CSP | solar thermal | 0 | 0 | 0 | 0 | 0 | 0 | 0 | 0 | 0 | 0 | 0 | 0 | 0
| SD | Generation | Geothermal | geothermal | 0 | 0 | 0 | 0 | 0 | 0 | 0 | 0 | 0 | 0 | 0 | 0 | 0
| SD | Generation | Hydro | hydro | 0 | 0 | 0 | 0 | 0 | 0 | 0 | 0 | 0 | 0 | 0 | 0 | 0
| SD | Generation | Imports | hydro | 0 | 0 | 0 | 0 | 0 | 0 | 0 | 0 | 0 | 0 | 0 | 0 | 0
| SD | Generation | Land-based Wind | onshore wind | 0 | 0 | 0 | 0 | 0 | 0 | 0 | 0 | 0 | 0 | 0 | 0 | 0
| SD | Generation | NG-CC | natural gas nonpeaker | 0 | 0 | 0 | 0 | 0 | 0 | 0 | 0 | 0 | 0 | 0 | 0 | 0
| SD | Generation | NG-CT | natural gas peaker | 0 | 0 | 0 | 0 | 0 | 0 | 0 | 0 | 0 | 0 | 0 | 0 | 0
| SD | Generation | Nuclear | nuclear | 0 | 0 | 0 | 0 | 0 | 0 | 0 | 0 | 0 | 0 | 0 | 0 | 0
| SD | Generation | Offshore Wind | offshore wind | 0 | 0 | 0 | 0 | 0 | 0 | 0 | 0 | 0 | 0 | 0 | 0 | 0
| SD | Generation | Oil-Gas-Steam | crude oil | 0 | 0 | 0 | 0 | 0 | 0 | 0 | 0 | 0 | 0 | 0 | 0 | 0
| SD | Generation | Rooftop PV | solar PV | 0 | 0 | 0 | 0 | 0 | 0 | 0 | 0 | 0 | 0 | 0 | 0 | 0
| SD | Generation | Storage | storage | 0 | 0 | 0 | 0 | 0 | 0 | 0 | 0 | 0 | 0 | 0 | 0 | 0
| SD | Generation | Utility PV | solar PV | 0 | 0 | 0 | 0 | 0 | 0 | 0 | 0 | 0 | 0 | 0 | 0 | 0
| TN | Generation | Biopower | biomass | 0 | 0 | 0 | 0 | 0 | 0 | 0 | 0 | 0 | 0 | 0 | 0 | 0
| TN | Generation | Coal | hard coal | 0 | 0 | 0 | 0 | 0 | 0 | 0 | 0 | 0 | 0 | 0 | 0 | 0
| TN | Generation | CSP | solar thermal | 0 | 0 | 0 | 0 | 0 | 0 | 0 | 0 | 0 | 0 | 0 | 0 | 0
| TN | Generation | Geothermal | geothermal | 0 | 0 | 0 | 0 | 0 | 0 | 0 | 0 | 0 | 0 | 0 | 0 | 0
| TN | Generation | Hydro | hydro | 0 | 0 | 0 | 0 | 0 | 0 | 0 | 0 | 0 | 0 | 0 | 0 | 0
| TN | Generation | Imports | hydro | 0 | 0 | 0 | 0 | 0 | 0 | 0 | 0 | 0 | 0 | 0 | 0 | 0
| TN | Generation | Land-based Wind | onshore wind | 0 | 0 | 0 | 0 | 0 | 0 | 0 | 0 | 0 | 0 | 0 | 0 | 0
| TN | Generation | NG-CC | natural gas nonpeaker | 0 | 0 | 0 | 0 | 0 | 0 | 0 | 0 | 0 | 0 | 0 | 0 | 0
| TN | Generation | NG-CT | natural gas peaker | 0 | 0 | 0 | 0 | 0 | 0 | 0 | 0 | 0 | 0 | 0 | 0 | 0
| TN | Generation | Nuclear | nuclear | 0 | 0 | 0 | 0 | 0 | 0 | 0 | 0 | 0 | 0 | 0 | 0 | 0
| TN | Generation | Offshore Wind | offshore wind | 0 | 0 | 0 | 0 | 0 | 0 | 0 | 0 | 0 | 0 | 0 | 0 | 0
| TN | Generation | Oil-Gas-Steam | crude oil | 0 | 0 | 0 | 0 | 0 | 0 | 0 | 0 | 0 | 0 | 0 | 0 | 0
| TN | Generation | Rooftop PV | solar PV | 0 | 0 | 0 | 0 | 0 | 0 | 0 | 0 | 0 | 0 | 0 | 0 | 0
| TN | Generation | Storage | storage | 0 | 0 | 0 | 0 | 0 | 0 | 0 | 0 | 0 | 0 | 0 | 0 | 0
| TN | Generation | Utility PV | solar PV | 0 | 0 | 0 | 0 | 0 | 0 | 0 | 0 | 0 | 0 | 0 | 0 | 0
| TX | Generation | Biopower | biomass | 0 | 0 | 0 | 0 | 0 | 0 | 0 | 0 | 0 | 0 | 0 | 0 | 0
| TX | Generation | Coal | hard coal | 0 | 0 | 0 | 0 | 0 | 0 | 0 | 0 | 0 | 0 | 0 | 0 | 0
| TX | Generation | CSP | solar thermal | 0 | 0 | 0 | 0 | 0 | 0 | 0 | 0 | 0 | 0 | 0 | 0 | 0
| TX | Generation | Geothermal | geothermal | 0 | 0 | 0 | 0 | 0 | 0 | 0 | 0 | 0 | 0 | 0 | 0 | 0
| TX | Generation | Hydro | hydro | 0 | 0 | 0 | 0 | 0 | 0 | 0 | 0 | 0 | 0 | 0 | 0 | 0
| TX | Generation | Imports | hydro | 0 | 0 | 0 | 0 | 0 | 0 | 0 | 0 | 0 | 0 | 0 | 0 | 0
| TX | Generation | Land-based Wind | onshore wind | 0 | 0 | 0 | 0 | 0 | 0 | 0 | 0 | 0 | 0 | 0 | 0 | 0
| TX | Generation | NG-CC | natural gas nonpeaker | 0 | 0 | 0 | 0 | 0 | 0 | 0 | 0 | 0 | 0 | 0 | 0 | 0
| TX | Generation | NG-CT | natural gas peaker | 0 | 0 | 0 | 0 | 0 | 0 | 0 | 0 | 0 | 0 | 0 | 0 | 0
| TX | Generation | Nuclear | nuclear | 0 | 0 | 0 | 0 | 0 | 0 | 0 | 0 | 0 | 0 | 0 | 0 | 0
| TX | Generation | Offshore Wind | offshore wind | 0 | 0 | 0 | 0 | 0 | 0 | 0 | 0 | 0 | 0 | 0 | 0 | 0
| TX | Generation | Oil-Gas-Steam | crude oil | 0 | 0 | 0 | 0 | 0 | 0 | 0 | 0 | 0 | 0 | 0 | 0 | 0
| TX | Generation | Rooftop PV | solar PV | 0 | 0 | 0 | 0 | 0 | 0 | 0 | 0 | 0 | 0 | 0 | 0 | 0
| TX | Generation | Storage | storage | 0 | 0 | 0 | 0 | 0 | 0 | 0 | 0 | 0 | 0 | 0 | 0 | 0
| TX | Generation | Utility PV | solar PV | 0 | 0 | 0 | 0 | 0 | 0 | 0 | 0 | 0 | 0 | 0 | 0 | 0
| UT | Generation | Biopower | biomass | 0 | 0 | 0 | 0 | 0 | 0 | 0 | 0 | 0 | 0 | 0 | 0 | 0
| UT | Generation | Coal | hard coal | 0 | 0 | 0 | 0 | 0 | 0 | 0 | 0 | 0 | 0 | 0 | 0 | 0
| UT | Generation | CSP | solar thermal | 0 | 0 | 0 | 0 | 0 | 0 | 0 | 0 | 0 | 0 | 0 | 0 | 0
| UT | Generation | Geothermal | geothermal | 0 | 0 | 0 | 0 | 0 | 0 | 0 | 0 | 0 | 0 | 0 | 0 | 0
| UT | Generation | Hydro | hydro | 0 | 0 | 0 | 0 | 0 | 0 | 0 | 0 | 0 | 0 | 0 | 0 | 0
| UT | Generation | Imports | hydro | 0 | 0 | 0 | 0 | 0 | 0 | 0 | 0 | 0 | 0 | 0 | 0 | 0
| UT | Generation | Land-based Wind | onshore wind | 0 | 0 | 0 | 0 | 0 | 0 | 0 | 0 | 0 | 0 | 0 | 0 | 0
| UT | Generation | NG-CC | natural gas nonpeaker | 0 | 0 | 0 | 0 | 0 | 0 | 0 | 0 | 0 | 0 | 0 | 0 | 0
| UT | Generation | NG-CT | natural gas peaker | 0 | 0 | 0 | 0 | 0 | 0 | 0 | 0 | 0 | 0 | 0 | 0 | 0
| UT | Generation | Nuclear | nuclear | 0 | 0 | 0 | 0 | 0 | 0 | 0 | 0 | 0 | 0 | 0 | 0 | 0
| UT | Generation | Offshore Wind | offshore wind | 0 | 0 | 0 | 0 | 0 | 0 | 0 | 0 | 0 | 0 | 0 | 0 | 0
| UT | Generation | Oil-Gas-Steam | crude oil | 0 | 0 | 0 | 0 | 0 | 0 | 0 | 0 | 0 | 0 | 0 | 0 | 0
| UT | Generation | Rooftop PV | solar PV | 0 | 0 | 0 | 0 | 0 | 0 | 0 | 0 | 0 | 0 | 0 | 0 | 0
| UT | Generation | Storage | storage | 0 | 0 | 0 | 0 | 0 | 0 | 0 | 0 | 0 | 0 | 0 | 0 | 0
| UT | Generation | Utility PV | solar PV | 0 | 0 | 0 | 0 | 0 | 0 | 0 | 0 | 0 | 0 | 0 | 0 | 0
| VA | Generation | Biopower | biomass | 0 | 0 | 0 | 0 | 0 | 0 | 0 | 0 | 0 | 0 | 0 | 0 | 0
| VA | Generation | Coal | hard coal | 0 | 0 | 0 | 0 | 0 | 0 | 0 | 0 | 0 | 0 | 0 | 0 | 0
| VA | Generation | CSP | solar thermal | 0 | 0 | 0 | 0 | 0 | 0 | 0 | 0 | 0 | 0 | 0 | 0 | 0
| VA | Generation | Geothermal | geothermal | 0 | 0 | 0 | 0 | 0 | 0 | 0 | 0 | 0 | 0 | 0 | 0 | 0
| VA | Generation | Hydro | hydro | 0 | 0 | 0 | 0 | 0 | 0 | 0 | 0 | 0 | 0 | 0 | 0 | 0
| VA | Generation | Imports | hydro | 0 | 0 | 0 | 0 | 0 | 0 | 0 | 0 | 0 | 0 | 0 | 0 | 0
| VA | Generation | Land-based Wind | onshore wind | 0 | 0 | 0 | 0 | 0 | 0 | 0 | 0 | 0 | 0 | 0 | 0 | 0
| VA | Generation | NG-CC | natural gas nonpeaker | 0 | 0 | 0 | 0 | 0 | 0 | 0 | 0 | 0 | 0 | 0 | 0 | 0
| VA | Generation | NG-CT | natural gas peaker | 0 | 0 | 0 | 0 | 0 | 0 | 0 | 0 | 0 | 0 | 0 | 0 | 0
| VA | Generation | Nuclear | nuclear | 0 | 0 | 0 | 0 | 0 | 0 | 0 | 0 | 0 | 0 | 0 | 0 | 0
| VA | Generation | Offshore Wind | offshore wind | 0 | 0 | 0 | 0 | 0 | 0 | 0 | 0 | 0 | 0 | 0 | 0 | 0
| VA | Generation | Oil-Gas-Steam | crude oil | 0 | 0 | 0 | 0 | 0 | 0 | 0 | 0 | 0 | 0 | 0 | 0 | 0
| VA | Generation | Rooftop PV | solar PV | 0 | 0 | 0 | 0 | 0 | 0 | 0 | 0 | 0 | 0 | 0 | 0 | 0
| VA | Generation | Storage | storage | 0 | 0 | 0 | 0 | 0 | 0 | 0 | 0 | 0 | 0 | 0 | 0 | 0
| VA | Generation | Utility PV | solar PV | 0 | 0 | 0 | 0 | 0 | 0 | 0 | 0 | 0 | 0 | 0 | 0 | 0
| VT | Generation | Biopower | biomass | 0 | 0 | 0 | 0 | 0 | 0 | 0 | 0 | 0 | 0 | 0 | 0 | 0
| VT | Generation | Coal | hard coal | 0 | 0 | 0 | 0 | 0 | 0 | 0 | 0 | 0 | 0 | 0 | 0 | 0
| VT | Generation | CSP | solar thermal | 0 | 0 | 0 | 0 | 0 | 0 | 0 | 0 | 0 | 0 | 0 | 0 | 0
| VT | Generation | Geothermal | geothermal | 0 | 0 | 0 | 0 | 0 | 0 | 0 | 0 | 0 | 0 | 0 | 0 | 0
| VT | Generation | Hydro | hydro | 0 | 0 | 0 | 0 | 0 | 0 | 0 | 0 | 0 | 0 | 0 | 0 | 0
| VT | Generation | Imports | hydro | 0 | 0 | 0 | 0 | 0 | 0 | 0 | 0 | 0 | 0 | 0 | 0 | 0
| VT | Generation | Land-based Wind | onshore wind | 0 | 0 | 0 | 0 | 0 | 0 | 0 | 0 | 0 | 0 | 0 | 0 | 0
| VT | Generation | NG-CC | natural gas nonpeaker | 0 | 0 | 0 | 0 | 0 | 0 | 0 | 0 | 0 | 0 | 0 | 0 | 0
| VT | Generation | NG-CT | natural gas peaker | 0 | 0 | 0 | 0 | 0 | 0 | 0 | 0 | 0 | 0 | 0 | 0 | 0
| VT | Generation | Nuclear | nuclear | 0 | 0 | 0 | 0 | 0 | 0 | 0 | 0 | 0 | 0 | 0 | 0 | 0
| VT | Generation | Offshore Wind | offshore wind | 0 | 0 | 0 | 0 | 0 | 0 | 0 | 0 | 0 | 0 | 0 | 0 | 0
| VT | Generation | Oil-Gas-Steam | crude oil | 0 | 0 | 0 | 0 | 0 | 0 | 0 | 0 | 0 | 0 | 0 | 0 | 0
| VT | Generation | Rooftop PV | solar PV | 0 | 0 | 0 | 0 | 0 | 0 | 0 | 0 | 0 | 0 | 0 | 0 | 0
| VT | Generation | Storage | storage | 0 | 0 | 0 | 0 | 0 | 0 | 0 | 0 | 0 | 0 | 0 | 0 | 0
| VT | Generation | Utility PV | solar PV | 0 | 0 | 0 | 0 | 0 | 0 | 0 | 0 | 0 | 0 | 0 | 0 | 0
| WA | Generation | Biopower | biomass | 0 | 0 | 0 | 0 | 0 | 0 | 0 | 0 | 0 | 0 | 0 | 0 | 0
| WA | Generation | Coal | hard coal | 0 | 0 | 0 | 0 | 0 | 0 | 0 | 0 | 0 | 0 | 0 | 0 | 0
| WA | Generation | CSP | solar thermal | 0 | 0 | 0 | 0 | 0 | 0 | 0 | 0 | 0 | 0 | 0 | 0 | 0
| WA | Generation | Geothermal | geothermal | 0 | 0 | 0 | 0 | 0 | 0 | 0 | 0 | 0 | 0 | 0 | 0 | 0
| WA | Generation | Hydro | hydro | 0 | 0 | 0 | 0 | 0 | 0 | 0 | 0 | 0 | 0 | 0 | 0 | 0
| WA | Generation | Imports | hydro | 0 | 0 | 0 | 0 | 0 | 0 | 0 | 0 | 0 | 0 | 0 | 0 | 0
| WA | Generation | Land-based Wind | onshore wind | 0 | 0 | 0 | 0 | 0 | 0 | 0 | 0 | 0 | 0 | 0 | 0 | 0
| WA | Generation | NG-CC | natural gas nonpeaker | 0 | 0 | 0 | 0 | 0 | 0 | 0 | 0 | 0 | 0 | 0 | 0 | 0
| WA | Generation | NG-CT | natural gas peaker | 0 | 0 | 0 | 0 | 0 | 0 | 0 | 0 | 0 | 0 | 0 | 0 | 0
| WA | Generation | Nuclear | nuclear | 0 | 0 | 0 | 0 | 0 | 0 | 0 | 0 | 0 | 0 | 0 | 0 | 0
| WA | Generation | Offshore Wind | offshore wind | 0 | 0 | 0 | 0 | 0 | 0 | 0 | 0 | 0 | 0 | 0 | 0 | 0
| WA | Generation | Oil-Gas-Steam | crude oil | 0 | 0 | 0 | 0 | 0 | 0 | 0 | 0 | 0 | 0 | 0 | 0 | 0
| WA | Generation | Rooftop PV | solar PV | 0 | 0 | 0 | 0 | 0 | 0 | 0 | 0 | 0 | 0 | 0 | 0 | 0
| WA | Generation | Storage | storage | 0 | 0 | 0 | 0 | 0 | 0 | 0 | 0 | 0 | 0 | 0 | 0 | 0
| WA | Generation | Utility PV | solar PV | 0 | 0 | 0 | 0 | 0 | 0 | 0 | 0 | 0 | 0 | 0 | 0 | 0
| WI | Generation | Biopower | biomass | 0 | 0 | 0 | 0 | 0 | 0 | 0 | 0 | 0 | 0 | 0 | 0 | 0
| WI | Generation | Coal | hard coal | 0 | 0 | 0 | 0 | 0 | 0 | 0 | 0 | 0 | 0 | 0 | 0 | 0
| WI | Generation | CSP | solar thermal | 0 | 0 | 0 | 0 | 0 | 0 | 0 | 0 | 0 | 0 | 0 | 0 | 0
| WI | Generation | Geothermal | geothermal | 0 | 0 | 0 | 0 | 0 | 0 | 0 | 0 | 0 | 0 | 0 | 0 | 0
| WI | Generation | Hydro | hydro | 0 | 0 | 0 | 0 | 0 | 0 | 0 | 0 | 0 | 0 | 0 | 0 | 0
| WI | Generation | Imports | hydro | 0 | 0 | 0 | 0 | 0 | 0 | 0 | 0 | 0 | 0 | 0 | 0 | 0
| WI | Generation | Land-based Wind | onshore wind | 0 | 0 | 0 | 0 | 0 | 0 | 0 | 0 | 0 | 0 | 0 | 0 | 0
| WI | Generation | NG-CC | natural gas nonpeaker | 0 | 0 | 0 | 0 | 0 | 0 | 0 | 0 | 0 | 0 | 0 | 0 | 0
| WI | Generation | NG-CT | natural gas peaker | 0 | 0 | 0 | 0 | 0 | 0 | 0 | 0 | 0 | 0 | 0 | 0 | 0
| WI | Generation | Nuclear | nuclear | 0 | 0 | 0 | 0 | 0 | 0 | 0 | 0 | 0 | 0 | 0 | 0 | 0
| WI | Generation | Offshore Wind | offshore wind | 0 | 0 | 0 | 0 | 0 | 0 | 0 | 0 | 0 | 0 | 0 | 0 | 0
| WI | Generation | Oil-Gas-Steam | crude oil | 0 | 0 | 0 | 0 | 0 | 0 | 0 | 0 | 0 | 0 | 0 | 0 | 0
| WI | Generation | Rooftop PV | solar PV | 0 | 0 | 0 | 0 | 0 | 0 | 0 | 0 | 0 | 0 | 0 | 0 | 0
| WI | Generation | Storage | storage | 0 | 0 | 0 | 0 | 0 | 0 | 0 | 0 | 0 | 0 | 0 | 0 | 0
| WI | Generation | Utility PV | solar PV | 0 | 0 | 0 | 0 | 0 | 0 | 0 | 0 | 0 | 0 | 0 | 0 | 0
| WV | Generation | Biopower | biomass | 0 | 0 | 0 | 0 | 0 | 0 | 0 | 0 | 0 | 0 | 0 | 0 | 0
| WV | Generation | Coal | hard coal | 0 | 0 | 0 | 0 | 0 | 0 | 0 | 0 | 0 | 0 | 0 | 0 | 0
| WV | Generation | CSP | solar thermal | 0 | 0 | 0 | 0 | 0 | 0 | 0 | 0 | 0 | 0 | 0 | 0 | 0
| WV | Generation | Geothermal | geothermal | 0 | 0 | 0 | 0 | 0 | 0 | 0 | 0 | 0 | 0 | 0 | 0 | 0
| WV | Generation | Hydro | hydro | 0 | 0 | 0 | 0 | 0 | 0 | 0 | 0 | 0 | 0 | 0 | 0 | 0
| WV | Generation | Imports | hydro | 0 | 0 | 0 | 0 | 0 | 0 | 0 | 0 | 0 | 0 | 0 | 0 | 0
| WV | Generation | Land-based Wind | onshore wind | 0 | 0 | 0 | 0 | 0 | 0 | 0 | 0 | 0 | 0 | 0 | 0 | 0
| WV | Generation | NG-CC | natural gas nonpeaker | 0 | 0 | 0 | 0 | 0 | 0 | 0 | 0 | 0 | 0 | 0 | 0 | 0
| WV | Generation | NG-CT | natural gas peaker | 0 | 0 | 0 | 0 | 0 | 0 | 0 | 0 | 0 | 0 | 0 | 0 | 0
| WV | Generation | Nuclear | nuclear | 0 | 0 | 0 | 0 | 0 | 0 | 0 | 0 | 0 | 0 | 0 | 0 | 0
| WV | Generation | Offshore Wind | offshore wind | 0 | 0 | 0 | 0 | 0 | 0 | 0 | 0 | 0 | 0 | 0 | 0 | 0
| WV | Generation | Oil-Gas-Steam | crude oil | 0 | 0 | 0 | 0 | 0 | 0 | 0 | 0 | 0 | 0 | 0 | 0 | 0
| WV | Generation | Rooftop PV | solar PV | 0 | 0 | 0 | 0 | 0 | 0 | 0 | 0 | 0 | 0 | 0 | 0 | 0
| WV | Generation | Storage | storage | 0 | 0 | 0 | 0 | 0 | 0 | 0 | 0 | 0 | 0 | 0 | 0 | 0
| WV | Generation | Utility PV | solar PV | 0 | 0 | 0 | 0 | 0 | 0 | 0 | 0 | 0 | 0 | 0 | 0 | 0
| WY | Generation | Biopower | biomass | 0 | 0 | 0 | 0 | 0 | 0 | 0 | 0 | 0 | 0 | 0 | 0 | 0
| WY | Generation | Coal | hard coal | 0 | 0 | 0 | 0 | 0 | 0 | 0 | 0 | 0 | 0 | 0 | 0 | 0
| WY | Generation | CSP | solar thermal | 0 | 0 | 0 | 0 | 0 | 0 | 0 | 0 | 0 | 0 | 0 | 0 | 0
| WY | Generation | Geothermal | geothermal | 0 | 0 | 0 | 0 | 0 | 0 | 0 | 0 | 0 | 0 | 0 | 0 | 0
| WY | Generation | Hydro | hydro | 0 | 0 | 0 | 0 | 0 | 0 | 0 | 0 | 0 | 0 | 0 | 0 | 0
| WY | Generation | Imports | hydro | 0 | 0 | 0 | 0 | 0 | 0 | 0 | 0 | 0 | 0 | 0 | 0 | 0
| WY | Generation | Land-based Wind | onshore wind | 0 | 0 | 0 | 0 | 0 | 0 | 0 | 0 | 0 | 0 | 0 | 0 | 0
| WY | Generation | NG-CC | natural gas nonpeaker | 0 | 0 | 0 | 0 | 0 | 0 | 0 | 0 | 0 | 0 | 0 | 0 | 0
| WY | Generation | NG-CT | natural gas peaker | 0 | 0 | 0 | 0 | 0 | 0 | 0 | 0 | 0 | 0 | 0 | 0 | 0
| WY | Generation | Nuclear | nuclear | 0 | 0 | 0 | 0 | 0 | 0 | 0 | 0 | 0 | 0 | 0 | 0 | 0
| WY | Generation | Offshore Wind | offshore wind | 0 | 0 | 0 | 0 | 0 | 0 | 0 | 0 | 0 | 0 | 0 | 0 | 0
| WY | Generation | Oil-Gas-Steam | crude oil | 0 | 0 | 0 | 0 | 0 | 0 | 0 | 0 | 0 | 0 | 0 | 0 | 0
| WY | Generation | Rooftop PV | solar PV | 0 | 0 | 0 | 0 | 0 | 0 | 0 | 0 | 0 | 0 | 0 | 0 | 0
| WY | Generation | Storage | storage | 0 | 0 | 0 | 0 | 0 | 0 | 0 | 0 | 0 | 0 | 0 | 0 | 0
| WY | Generation | Utility PV | solar PV | 0 | 0 | 0 | 0 | 0 | 0 | 0 | 0 | 0 | 0 | 0 | 0 | 0
Total | bar: 2018 to 2030

## Cross border connections
r | rr | AC | DC | DC Converted to AC | Notes | rnum | rrnum | State1 | State2 | In-state vs out-of-state |  |  | State | TN
p1 | p2 | 9000 | 0 | 9000 |  | 1 | 2 | WA | WA | Same
p1 | p4 | 9804 | 0 | 9804 |  | 1 | 4 | WA | WA | Same | [5 empty] | Total capacity between state and surrounding states | Fraction of total
p2 | p3 | 1942 | 0 | 1942 |  | 2 | 3 | WA | WA | Same |  |  |  |  | AL | 1349.145 | 0.074652
p2 | p4 | 4252 | 0 | 4252 |  | 2 | 4 | WA | WA | Same |  |  |  |  | AK | 0 | 0
p2 | p5 | 15397 | 0 | 15397 |  | 2 | 5 | WA | OR | Different |  |  |  |  | AZ | 0 | 0
p2 | p14 | 5207 | 0 | 5207 |  | 2 | 14 | WA | ID | Different |  |  |  |  | AR | 1023.3374 | 0.056624
p3 | p4 | 9721 | 0 | 9721 |  | 3 | 4 | WA | WA | Same |  |  |  |  | CA | 0 | 0
p3 | p5 | 762 | 0 | 762 |  | 3 | 5 | WA | OR | Different |  |  |  |  | CO | 0 | 0
p3 | p14 | 8360 | 0 | 8360 |  | 3 | 14 | WA | ID | Different |  |  |  |  | CT | 0 | 0
p3 | p17 | 2843 | 0 | 2843 |  | 3 | 17 | WA | MT | Different |  |  |  |  | DE | 0 | 0
p5 | p6 | 3809 | 0 | 3809 |  | 5 | 6 | OR | OR | Same |  |  |  |  | FL | 0 | 0
p5 | p7 | 1778 | 0 | 1778 |  | 5 | 7 | OR | OR | Same |  |  |  |  | GA | 720.9762 | 0.039894
p5 | p10 | 0 | 2780 | 4370.994 |  | 5 | 10 | OR | CA | Different |  |  |  |  | HI | 0 | 0
p5 | p14 | 352 | 0 | 352 |  | 5 | 14 | OR | ID | Different |  |  |  |  | ID | 0 | 0
p5 | p15 | 478 | 0 | 478 |  | 5 | 15 | OR | ID | Different |  |  |  |  | IL | 0 | 0
p6 | p7 | 797 | 0 | 797 |  | 6 | 7 | OR | OR | Same |  |  |  |  | IN | 0 | 0
p6 | p8 | 1939 | 0 | 1939 |  | 6 | 8 | OR | CA | Different |  |  |  |  | IA | 0 | 0
p6 | p9 | 2366.8812 | 0 | 2366.8812 |  | 6 | 9 | OR | CA | Different |  |  |  |  | KS | 0 | 0
p7 | p8 | 50 | 0 | 50 |  | 7 | 8 | OR | CA | Different |  |  |  |  | KY | 8348.2409 | 0.46193
p7 | p12 | 1 | 0 | 1 |  | 7 | 12 | OR | NV | Different |  |  |  |  | LA | 0 | 0
p7 | p15 | 1303 | 0 | 1303 |  | 7 | 15 | OR | ID | Different |  |  |  |  | ME | 0 | 0
p8 | p9 | 85.1821 | 0 | 85.1821 |  | 8 | 9 | CA | CA | Same |  |  |  |  | MD | 0 | 0
p8 | p12 | 300 | 0 | 300 |  | 8 | 12 | CA | NV | Different |  |  |  |  | MA | 0 | 0
p9 | p10 | 8242 | 0 | 8242 |  | 9 | 10 | CA | CA | Same |  |  |  |  | MI | 0 | 0
p9 | p12 | 105.8622 | 0 | 105.8622 |  | 9 | 12 | CA | NV | Different |  |  |  |  | MN | 0 | 0
p10 | p11 | 7240 | 0 | 7240 |  | 10 | 11 | CA | CA | Same |  |  |  |  | MS | 2454.2693 | 0.1358
p10 | p12 | 7.8781 | 0 | 7.8781 |  | 10 | 12 | CA | NV | Different |  |  |  |  | MO | 449.3373 | 0.024863
p10 | p13 | 2283 | 0 | 2283 |  | 10 | 13 | CA | NV | Different |  |  |  |  | MT | 0 | 0
p10 | p25 | 0 | 1920 | 3018.816 |  | 10 | 25 | CA | UT | Different |  |  |  |  | NE | 0 | 0
p10 | p27 | 1746 | 0 | 1746 |  | 10 | 27 | CA | AZ | Different |  |  |  |  | NV | 0 | 0
p10 | p28 | 1204.4074 | 0 | 1204.4074 |  | 10 | 28 | CA | AZ | Different |  |  |  |  | NH | 0 | 0
p10 | p136 | 947 | 0 | 947 |  | 10 | 136 | CA | mex | Different |  |  |  |  | NJ | 0 | 0
p11 | p135 | 500 | 0 | 500 |  | 11 | 135 | CA | mex | Different |  |  |  |  | NM | 0 | 0
p12 | p13 | 252.8711 | 0 | 252.8711 |  | 12 | 13 | NV | NV | Same |  |  |  |  | NY | 0 | 0
p12 | p15 | 863 | 0 | 863 |  | 12 | 15 | NV | ID | Different |  |  |  |  | NC | 3600 | 0.1992
p12 | p25 | 319 | 0 | 319 |  | 12 | 25 | NV | UT | Different |  |  |  |  | ND | 0 | 0
p13 | p25 | 155.7728 | 0 | 155.7728 |  | 13 | 25 | NV | UT | Different |  |  |  |  | OH | 0 | 0
p13 | p27 | 1955 | 0 | 1955 |  | 13 | 27 | NV | AZ | Different |  |  |  |  | OK | 0 | 0
p13 | p28 | 2492 | 0 | 2492 |  | 13 | 28 | NV | AZ | Different |  |  |  |  | OR | 0 | 0
p14 | p15 | 1204 | 0 | 1204 |  | 14 | 15 | ID | ID | Same |  |  |  |  | PA | 0 | 0
p14 | p17 | 1593 | 0 | 1593 |  | 14 | 17 | ID | MT | Different |  |  |  |  | RI | 0 | 0
p15 | p16 | 4469 | 0 | 4469 |  | 15 | 16 | ID | ID | Same |  |  |  |  | SC | 0 | 0
p15 | p17 | 2537 | 0 | 2537 |  | 15 | 17 | ID | MT | Different |  |  |  |  | SD | 0 | 0
p15 | p21 | 847 | 0 | 847 |  | 15 | 21 | ID | WY | Different |  |  |  |  | TN | 0 | 0
p15 | p25 | 680 | 0 | 680 |  | 15 | 25 | ID | UT | Different |  |  |  |  | TX | 0 | 0
p16 | p17 | 179 | 0 | 179 |  | 16 | 17 | ID | MT | Different |  |  |  |  | UT | 0 | 0
p16 | p18 | 48 | 0 | 48 |  | 16 | 18 | ID | MT | Different |  |  |  |  | VT | 0 | 0
p16 | p21 | 2853 | 0 | 2853 |  | 16 | 21 | ID | WY | Different |  |  |  |  | VA | 127.2096 | 0.0070388
p16 | p25 | 785 | 0 | 785 |  | 16 | 25 | ID | UT | Different |  |  |  |  | WA | 0 | 0
p17 | p18 | 2077 | 0 | 2077 |  | 17 | 18 | MT | MT | Same |  |  |  |  | WV | 0 | 0
p17 | p20 | 1789 | 0 | 1789 |  | 17 | 20 | MT | MT | Same |  |  |  |  | WI | 0 | 0
p18 | p19 | 262 | 0 | 262 |  | 18 | 19 | MT | MT | Same |  |  |  |  | WY | 0 | 0
p18 | p20 | 2321 | 0 | 2321 |  | 18 | 20 | MT | MT | Same | [5 empty] | 18072.5156 | 100%
p18 | p21 | 1361 | 0 | 1361 |  | 18 | 21 | MT | WY | Different
p18 | p22 | 94.5593 | 0 | 94.5593 |  | 18 | 22 | MT | WY | Different
p20 | p35 | 0 | 200 | 314.46 |  | 20 | 35 | MT | MT | Same
p21 | p24 | 295.8207 | 0 | 295.8207 |  | 21 | 24 | WY | WY | Same
p21 | p25 | 1282 | 0 | 1282 |  | 21 | 25 | WY | UT | Different
p21 | p26 | 628 | 0 | 628 |  | 21 | 26 | WY | UT | Different
p22 | p23 | 1010 | 0 | 1010 |  | 22 | 23 | WY | WY | Same
p22 | p24 | 518 | 0 | 518 |  | 22 | 24 | WY | WY | Same
p23 | p24 | 868 | 0 | 868 |  | 23 | 24 | WY | WY | Same
p23 | p32 | 2063 | 0 | 2063 |  | 23 | 32 | WY | SD | Different
p24 | p32 | 422 | 0 | 422 |  | 24 | 32 | WY | SD | Different
p24 | p33 | 3320 | 0 | 3320 |  | 24 | 33 | WY | CO | Different
p24 | p39 | 0 | 310 | 487.413 | changed to 310 MW (200 VS; 110 Segall) | 24 | 39 | WY | NE | Different
p25 | p26 | 1237 | 0 | 1237 |  | 25 | 26 | UT | UT | Same
p25 | p28 | 142.2724 | 0 | 142.2724 |  | 25 | 28 | UT | AZ | Different
p25 | p31 | 299.0837 | 0 | 299.0837 |  | 25 | 31 | UT | NM | Different
p26 | p33 | 239.2401 | 0 | 239.2401 |  | 26 | 33 | UT | CO | Different
p27 | p28 | 799 | 0 | 799 |  | 27 | 28 | AZ | AZ | Same
p28 | p29 | 5047 | 0 | 5047 |  | 28 | 29 | AZ | AZ | Same
p28 | p30 | 4209 | 0 | 4209 |  | 28 | 30 | AZ | AZ | Same
p28 | p31 | 3357 | 0 | 3357 |  | 28 | 31 | AZ | NM | Different
p29 | p30 | 639 | 0 | 639 |  | 29 | 30 | AZ | AZ | Same
p29 | p31 | 3602 | 0 | 3602 |  | 29 | 31 | AZ | NM | Different
p31 | p34 | 690 | 0 | 690 |  | 31 | 34 | NM | CO | Different
p31 | p47 | 0 | 200 | 314.46 | changed to 200 MW | 31 | 47 | NM | NM | Same
p31 | p48 | 0 | 200 | 314.46 | changed to 200 MW | 31 | 48 | NM | TX | Different
p31 | p59 | 2859 | 0 | 2859 |  | 31 | 59 | NM | TX | Different
p32 | p38 | 0 | 200 | 314.46 |  | 32 | 38 | SD | SD | Same
p33 | p34 | 2735 | 0 | 2735 |  | 33 | 34 | CO | CO | Same
p34 | p52 | 0 | 210 | 330.183 |  | 34 | 52 | CO | KS | Different
p35 | p36 | 609.5499 | 0 | 609.5499 |  | 35 | 36 | MT | ND | Different
p36 | p37 | 1127.729 | 0 | 1127.729 |  | 36 | 37 | ND | ND | Same
p36 | p38 | 2054.032 | 0 | 2054.032 |  | 36 | 38 | ND | SD | Different
p37 | p38 | 206.3271 | 0 | 206.3271 |  | 37 | 38 | ND | SD | Different
p37 | p42 | 647.2445 | 0 | 647.2445 |  | 37 | 42 | ND | MN | Different
p37 | p43 | 1678.682 | 1500 | 2358.45 | the DC projects were missing | 37 | 43 | ND | MN | Different
p38 | p39 | 314.5868 | 0 | 314.5868 |  | 38 | 39 | SD | NE | Different
p38 | p40 | 733.8224 | 0 | 733.8224 |  | 38 | 40 | SD | NE | Different
p38 | p43 | 84.3954 | 0 | 84.3954 |  | 38 | 43 | SD | MN | Different
p38 | p44 | 1147.3 | 0 | 1147.3 |  | 38 | 44 | SD | MN | Different
p38 | p45 | 1494.105 | 0 | 1494.105 |  | 38 | 45 | SD | IA | Different
p39 | p40 | 2750.307 | 0 | 2750.307 |  | 39 | 40 | NE | NE | Same
p40 | p41 | 1733.566 | 0 | 1733.566 |  | 40 | 41 | NE | NE | Same
p40 | p45 | 781.058 | 0 | 781.058 |  | 40 | 45 | NE | IA | Different
p40 | p52 | 622.1239 | 0 | 622.1239 |  | 40 | 52 | NE | KS | Different
p41 | p45 | 2798.112 | 0 | 2798.112 |  | 41 | 45 | NE | IA | Different
p41 | p53 | 332.7434 | 0 | 332.7434 |  | 41 | 53 | NE | KS | Different
p41 | p54 | 1923.0088 | 0 | 1923.0088 |  | 41 | 54 | NE | MO | Different
p41 | p70 | 819.4082 | 0 | 819.4082 |  | 41 | 70 | NE | IA | Different
p42 | p43 | 2296.634 | 0 | 2296.634 |  | 42 | 43 | MN | MN | Same
p43 | p44 | 947.2305 | 0 | 947.2305 |  | 43 | 44 | MN | MN | Same
p43 | p46 | 1554.97 | 0 | 1554.97 |  | 43 | 46 | MN | WI | Different
p43 | p68 | 1959.943 | 0 | 1959.943 |  | 43 | 68 | MN | MN | Same
p44 | p45 | 64.588 | 0 | 64.588 |  | 44 | 45 | MN | IA | Different
p44 | p68 | 202.7639 | 0 | 202.7639 |  | 44 | 68 | MN | MN | Same
p45 | p54 | 429.2035 | 0 | 429.2035 |  | 45 | 54 | IA | MO | Different
p45 | p68 | 362.377 | 0 | 362.377 |  | 45 | 68 | IA | MN | Different
p45 | p69 | 188.4004 | 0 | 188.4004 |  | 45 | 69 | IA | IA | Same
p45 | p70 | 2277.883 | 0 | 2277.883 |  | 45 | 70 | IA | IA | Same
p46 | p68 | 66.64 | 0 | 66.64 |  | 46 | 68 | WI | MN | Different
p46 | p74 | 10.6389 | 0 | 10.6389 |  | 46 | 74 | WI | MI | Different
p46 | p75 | 154.1591 | 0 | 154.1591 |  | 46 | 75 | WI | WI | Same
p46 | p76 | 241.5645 | 0 | 241.5645 |  | 46 | 76 | WI | WI | Same
p46 | p77 | 224.4589 | 0 | 224.4589 |  | 46 | 77 | WI | WI | Same
p47 | p48 | 2843.68 | 0 | 2843.68 |  | 47 | 48 | NM | TX | Different
p48 | p49 | 1115.106 | 0 | 1115.106 |  | 48 | 49 | TX | OK | Different
p48 | p50 | 1691.8488 | 0 | 1691.8488 |  | 48 | 50 | TX | OK | Different
p49 | p50 | 45.1912 | 0 | 45.1912 |  | 49 | 50 | OK | OK | Same
p49 | p52 | 105.472 | 0 | 105.472 |  | 49 | 52 | OK | KS | Different
p49 | p53 | 8.0027 | 0 | 8.0027 |  | 49 | 53 | OK | KS | Different
p50 | p51 | 4411.8849 | 0 | 4411.8849 |  | 50 | 51 | OK | OK | Same
p50 | p53 | 104.1724 | 0 | 104.1724 |  | 50 | 53 | OK | KS | Different
p50 | p56 | 878.1698 | 0 | 878.1698 |  | 50 | 56 | OK | AR | Different
p50 | p57 | 952.1273 | 0 | 952.1273 |  | 50 | 57 | OK | TX | Different
p50 | p60 | 0 | 220 | 345.906 | changed to 220 MW | 50 | 60 | OK | TX | Different
p50 | p63 | 0 | 0 | 0 | removed; not a real line | 50 | 63 | OK | TX | Different
p50 | p85 | 225.6802 | 0 | 225.6802 |  | 50 | 85 | OK | AR | Different
p51 | p53 | 112.7907 | 0 | 112.7907 |  | 51 | 53 | OK | KS | Different
p51 | p55 | 35.3625 | 0 | 35.3625 |  | 51 | 55 | OK | MO | Different
p51 | p56 | 3107.563 | 0 | 3107.563 |  | 51 | 56 | OK | AR | Different
p52 | p53 | 610.6625 | 0 | 610.6625 |  | 52 | 53 | KS | KS | Same
p53 | p54 | 1406.588 | 0 | 1406.588 |  | 53 | 54 | KS | MO | Different
p53 | p55 | 1085.692 | 0 | 1085.692 |  | 53 | 55 | KS | MO | Different
p54 | p55 | 1037.173 | 0 | 1037.173 |  | 54 | 55 | MO | MO | Same
p54 | p70 | 192.9204 | 0 | 192.9204 |  | 54 | 70 | MO | IA | Different
p54 | p71 | 158.4723 | 0 | 158.4723 |  | 54 | 71 | MO | MO | Same
p54 | p72 | 1183.9882 | 0 | 1183.9882 |  | 54 | 72 | MO | MO | Same
p55 | p56 | 206.6347 | 0 | 206.6347 |  | 55 | 56 | MO | AR | Different
p55 | p72 | 139.8017 | 0 | 139.8017 |  | 55 | 72 | MO | MO | Same
p55 | p84 | 997.7378 | 0 | 997.7378 |  | 55 | 84 | MO | MO | Same
p55 | p85 | 490 | 0 | 490 |  | 55 | 85 | MO | AR | Different
p56 | p85 | 1935.7985 | 0 | 1935.7985 |  | 56 | 85 | AR | AR | Same
p57 | p58 | 1325.5657 | 0 | 1325.5657 |  | 57 | 58 | TX | LA | Different
p57 | p63 | 0 | 600 | 943.38 |  | 57 | 63 | TX | TX | Same
p57 | p66 | 463.9887 | 0 | 463.9887 |  | 57 | 66 | TX | TX | Same
p57 | p85 | 318.9668 | 0 | 318.9668 |  | 57 | 85 | TX | AR | Different
p58 | p66 | 3051.19 | 0 | 3051.19 |  | 58 | 66 | LA | TX | Different
p58 | p85 | 142.4172 | 0 | 142.4172 |  | 58 | 85 | LA | AR | Different
p58 | p86 | 944.5507 | 0 | 944.5507 |  | 58 | 86 | LA | LA | Same
p58 | p87 | 4042.358 | 0 | 4042.358 |  | 58 | 87 | LA | MS | Different
p60 | p61 | 2473 | 0 | 2473 |  | 60 | 61 | TX | TX | Same
p60 | p62 | 2303 | 0 | 2303 |  | 60 | 62 | TX | TX | Same
p60 | p63 | 2003 | 0 | 2003 |  | 60 | 63 | TX | TX | Same
p61 | p62 | 832 | 0 | 832 |  | 61 | 62 | TX | TX | Same
p61 | p63 | 456 | 0 | 456 |  | 61 | 63 | TX | TX | Same
p61 | p64 | 238 | 0 | 238 |  | 61 | 64 | TX | TX | Same
p61 | p65 | 466 | 0 | 466 |  | 61 | 65 | TX | TX | Same
p63 | p64 | 4440 | 0 | 4440 |  | 63 | 64 | TX | TX | Same
p63 | p67 | 2138 | 0 | 2138 |  | 63 | 67 | TX | TX | Same
p64 | p65 | 6298 | 0 | 6298 |  | 64 | 65 | TX | TX | Same
p64 | p67 | 2207 | 0 | 2207 |  | 64 | 67 | TX | TX | Same
p65 | p67 | 6360 | 0 | 6360 |  | 65 | 67 | TX | TX | Same
p66 | p86 | 1046.551 | 0 | 1046.551 |  | 66 | 86 | TX | LA | Different
p68 | p69 | 949.3785 | 0 | 949.3785 |  | 68 | 69 | MN | IA | Different
p68 | p77 | 55.6975 | 0 | 55.6975 |  | 68 | 77 | MN | WI | Different
p69 | p70 | 1130.637 | 0 | 1130.637 |  | 69 | 70 | IA | IA | Same
p69 | p77 | 93.6636 | 0 | 93.6636 |  | 69 | 77 | IA | WI | Different
p70 | p71 | 241.6995 | 0 | 241.6995 |  | 70 | 71 | IA | MO | Different
p70 | p77 | 17.7314 | 0 | 17.7314 |  | 70 | 77 | IA | WI | Different
p70 | p80 | 281 | 0 | 281 |  | 70 | 80 | IA | IL | Different
p70 | p81 | 453.4033 | 0 | 453.4033 |  | 70 | 81 | IA | IL | Different
p71 | p72 | 1188.769 | 0 | 1188.769 |  | 71 | 72 | MO | MO | Same
p71 | p81 | 270.5229 | 0 | 270.5229 |  | 71 | 81 | MO | IL | Different
p72 | p73 | 2014.778 | 0 | 2014.778 |  | 72 | 73 | MO | MO | Same
p72 | p81 | 3609.634 | 0 | 3609.634 |  | 72 | 81 | MO | IL | Different
p72 | p84 | 1918.253 | 0 | 1918.253 |  | 72 | 84 | MO | MO | Same
p73 | p84 | 1343.094 | 0 | 1343.094 |  | 73 | 84 | MO | MO | Same
p74 | p75 | 899.519 | 0 | 899.519 |  | 74 | 75 | MI | WI | Different
p74 | p103 | 422 | 0 | 422 |  | 74 | 103 | MI | MI | Same
p75 | p76 | 2489.6455 | 0 | 2489.6455 |  | 75 | 76 | WI | WI | Same
p75 | p79 | 133.6404 | 0 | 133.6404 |  | 75 | 79 | WI | WI | Same
p76 | p77 | 472.9971 | 0 | 472.9971 |  | 76 | 77 | WI | WI | Same
p76 | p78 | 1065.477 | 0 | 1065.477 |  | 76 | 78 | WI | WI | Same
p76 | p79 | 562.7465 | 0 | 562.7465 |  | 76 | 79 | WI | WI | Same
p77 | p78 | 213.5314 | 0 | 213.5314 |  | 77 | 78 | WI | WI | Same
p77 | p80 | 13.1424 | 0 | 13.1424 |  | 77 | 80 | WI | IL | Different
p78 | p79 | 192.8602 | 0 | 192.8602 |  | 78 | 79 | WI | WI | Same
p78 | p80 | 197.6105 | 0 | 197.6105 |  | 78 | 80 | WI | IL | Different
p79 | p80 | 1514.64 | 0 | 1514.64 |  | 79 | 80 | WI | IL | Different
p80 | p81 | 953.0551 | 0 | 953.0551 |  | 80 | 81 | IL | IL | Same
p80 | p82 | 1825.0136 | 0 | 1825.0136 |  | 80 | 82 | IL | IL | Same
p80 | p83 | 473.6312 | 0 | 473.6312 |  | 80 | 83 | IL | IL | Same
p80 | p105 | 4210.917 | 0 | 4210.917 |  | 80 | 105 | IL | IN | Different
p81 | p82 | 1569.974 | 0 | 1569.974 |  | 81 | 82 | IL | IL | Same
p81 | p83 | 2843.928 | 0 | 2843.928 |  | 81 | 83 | IL | IL | Same
p81 | p93 | 2521.791 | 0 | 2521.791 |  | 81 | 93 | IL | KY | Different
p81 | p107 | 25.5556 | 0 | 25.5556 |  | 81 | 107 | IL | IN | Different
p81 | p108 | 100.8716 | 0 | 100.8716 |  | 81 | 108 | IL | KY | Different
p82 | p83 | 1283.593 | 0 | 1283.593 |  | 82 | 83 | IL | IL | Same
p83 | p105 | 320.9789 | 0 | 320.9789 |  | 83 | 105 | IL | IN | Different
p83 | p107 | 801.7657 | 0 | 801.7657 |  | 83 | 107 | IL | IN | Different
p84 | p85 | 3000 | 0 | 3000 |  | 84 | 85 | MO | AR | Different
p84 | p92 | 449.3373 | 0 | 449.3373 |  | 84 | 92 | MO | TN | Different | 449.3373 | MO
p85 | p86 | 3957.517 | 0 | 3957.517 |  | 85 | 86 | AR | LA | Different
p85 | p87 | 1662.681 | 0 | 1662.681 |  | 85 | 87 | AR | MS | Different
p85 | p92 | 1023.3374 | 0 | 1023.3374 |  | 85 | 92 | AR | TN | Different | 1023.3374 | AR
p86 | p87 | 1254.23 | 0 | 1254.23 |  | 86 | 87 | LA | MS | Different
p87 | p88 | 1412.2953 | 0 | 1412.2953 |  | 87 | 88 | MS | MS | Same
p87 | p89 | 1162.2707 | 0 | 1162.2707 |  | 87 | 89 | MS | AL | Different
p87 | p90 | 1837.7293 | 0 | 1837.7293 |  | 87 | 90 | MS | AL | Different
p87 | p92 | 483.3673 | 0 | 483.3673 |  | 87 | 92 | MS | TN | Different | 483.3673 | MS
p88 | p89 | 1929.8788 | 0 | 1929.8788 |  | 88 | 89 | MS | AL | Different
p88 | p92 | 1970.902 | 0 | 1970.902 |  | 88 | 92 | MS | TN | Different | 1970.902 | MS
p89 | p90 | 4608.073 | 0 | 4608.073 |  | 89 | 90 | AL | AL | Same
p89 | p92 | 1349.145 | 0 | 1349.145 |  | 89 | 92 | AL | TN | Different | 1349.145 | AL
p89 | p94 | 992.1531 | 0 | 992.1531 |  | 89 | 94 | AL | GA | Different
p90 | p91 | 2856.881 | 0 | 2856.881 |  | 90 | 91 | AL | FL | Different
p90 | p94 | 5066.118 | 0 | 5066.118 |  | 90 | 94 | AL | GA | Different
p91 | p94 | 640.5347 | 0 | 640.5347 |  | 91 | 94 | FL | GA | Different
p91 | p101 | 1152.2535 | 0 | 1152.2535 |  | 91 | 101 | FL | FL | Same
p92 | p93 | 4832.3217 | 0 | 4832.3217 |  | 92 | 93 | TN | KY | Different | 4832.3217 | KY
p92 | p94 | 720.9762 | 0 | 720.9762 |  | 92 | 94 | TN | GA | Different | 720.9762 | GA
p92 | p97 | 3600 | 0 | 3600 |  | 92 | 97 | TN | NC | Different | 3600 | NC
p92 | p108 | 3286.5992 | 0 | 3286.5992 |  | 92 | 108 | TN | KY | Different | 3286.5992 | KY
p92 | p109 | 229.32 | 0 | 229.32 |  | 92 | 109 | TN | KY | Different | 229.32 | KY
p92 | p118 | 127.2096 | 0 | 127.2096 |  | 92 | 118 | TN | VA | Different | 127.2096 | VA
p93 | p108 | 2012.326 | 0 | 2012.326 |  | 93 | 108 | KY | KY | Same
p93 | p109 | 1459.04 | 0 | 1459.04 |  | 93 | 109 | KY | KY | Same
p94 | p95 | 2392.0121 | 0 | 2392.0121 |  | 94 | 95 | GA | SC | Different
p94 | p96 | 802.9215 | 0 | 802.9215 |  | 94 | 96 | GA | SC | Different
p94 | p97 | 47.0664 | 0 | 47.0664 |  | 94 | 97 | GA | NC | Different
p94 | p101 | 2447.7465 | 0 | 2447.7465 |  | 94 | 101 | GA | FL | Different
p95 | p96 | 1705.13 | 0 | 1705.13 |  | 95 | 96 | SC | SC | Same
p95 | p97 | 5283.222 | 0 | 5283.222 |  | 95 | 97 | SC | NC | Different
p95 | p98 | 1401.494 | 0 | 1401.494 |  | 95 | 98 | SC | NC | Different
p96 | p98 | 1990.702 | 0 | 1990.702 |  | 96 | 98 | SC | NC | Different
p97 | p98 | 3088.544 | 0 | 3088.544 |  | 97 | 98 | NC | NC | Same
p97 | p118 | 902.0831 | 0 | 902.0831 |  | 97 | 118 | NC | VA | Different
p98 | p99 | 4349.804 | 0 | 4349.804 |  | 98 | 99 | NC | NC | Same
p99 | p100 | 1057.1717 | 0 | 1057.1717 |  | 99 | 100 | NC | VA | Different
p99 | p116 | 590.5295 | 0 | 590.5295 |  | 99 | 116 | NC | WV | Different
p99 | p118 | 1651.8308 | 0 | 1651.8308 |  | 99 | 118 | NC | VA | Different
p99 | p121 | 798.3849 | 0 | 798.3849 |  | 99 | 121 | NC | MD | Different
p99 | p123 | 3900 | 0 | 3900 |  | 99 | 123 | NC | MD | Different
p100 | p116 | 1319.0289 | 0 | 1319.0289 |  | 100 | 116 | VA | WV | Different
p101 | p102 | 12071.62 | 0 | 12071.62 |  | 101 | 102 | FL | FL | Same
p103 | p104 | 1134.5993 | 0 | 1134.5993 |  | 103 | 104 | MI | MI | Same
p103 | p105 | 378.4451 | 0 | 378.4451 |  | 103 | 105 | MI | IN | Different
p103 | p111 | 390.9556 | 0 | 390.9556 |  | 103 | 111 | MI | OH | Different
p104 | p105 | 2076.929 | 0 | 2076.929 |  | 104 | 105 | MI | IN | Different
p105 | p106 | 2323.153 | 0 | 2323.153 |  | 105 | 106 | IN | IN | Same
p105 | p107 | 8378.471 | 0 | 8378.471 |  | 105 | 107 | IN | IN | Same
p105 | p112 | 3978.799 | 0 | 3978.799 |  | 105 | 112 | IN | OH | Different
p106 | p107 | 4428.458 | 0 | 4428.458 |  | 106 | 107 | IN | IN | Same
p107 | p108 | 24.3478 | 0 | 24.3478 |  | 107 | 108 | IN | KY | Different
p107 | p109 | 96.9289 | 0 | 96.9289 |  | 107 | 109 | IN | KY | Different
p107 | p112 | 1719.684 | 0 | 1719.684 |  | 107 | 112 | IN | OH | Different
p107 | p114 | 1364.905 | 0 | 1364.905 |  | 107 | 114 | IN | OH | Different
p108 | p109 | 672.3441 | 0 | 672.3441 |  | 108 | 109 | KY | KY | Same
p109 | p110 | 82.405 | 0 | 82.405 |  | 109 | 110 | KY | KY | Same
p109 | p112 | 45.7677 | 0 | 45.7677 |  | 109 | 112 | KY | OH | Different
p109 | p114 | 137.5728 | 0 | 137.5728 |  | 109 | 114 | KY | OH | Different
p109 | p118 | 22.7683 | 0 | 22.7683 |  | 109 | 118 | KY | VA | Different
p110 | p112 | 83.1546 | 0 | 83.1546 |  | 110 | 112 | KY | OH | Different
p110 | p117 | 2996.277 | 0 | 2996.277 |  | 110 | 117 | KY | WV | Different
p110 | p118 | 379.7128 | 0 | 379.7128 |  | 110 | 118 | KY | VA | Different
p111 | p112 | 5400.8831 | 0 | 5400.8831 |  | 111 | 112 | OH | OH | Same
p111 | p115 | 2707.8327 | 0 | 2707.8327 |  | 111 | 115 | OH | PA | Different
p111 | p116 | 1130.114 | 0 | 1130.114 |  | 111 | 116 | OH | WV | Different
p111 | p122 | 1397.2616 | 0 | 1397.2616 |  | 111 | 122 | OH | PA | Different
p112 | p113 | 3198.643 | 0 | 3198.643 |  | 112 | 113 | OH | OH | Same
p112 | p114 | 2557.524 | 0 | 2557.524 |  | 112 | 114 | OH | OH | Same
p112 | p115 | 1640.869 | 0 | 1640.869 |  | 112 | 115 | OH | PA | Different
p112 | p116 | 2407.762 | 0 | 2407.762 |  | 112 | 116 | OH | WV | Different
p112 | p117 | 1045.597 | 0 | 1045.597 |  | 112 | 117 | OH | WV | Different
p113 | p114 | 2489.325 | 0 | 2489.325 |  | 113 | 114 | OH | OH | Same
p115 | p116 | 2196.172 | 0 | 2196.172 |  | 115 | 116 | PA | WV | Different
p115 | p122 | 2231.1496 | 0 | 2231.1496 |  | 115 | 122 | PA | PA | Same
p116 | p117 | 3363.475 | 0 | 3363.475 |  | 116 | 117 | WV | WV | Same
p116 | p118 | 425.4031 | 0 | 425.4031 |  | 116 | 118 | WV | VA | Different
p116 | p120 | 296.338 | 0 | 296.338 |  | 116 | 120 | WV | PA | Different
p116 | p121 | 3075.146 | 0 | 3075.146 |  | 116 | 121 | WV | MD | Different
p117 | p118 | 8936.8842 | 0 | 8936.8842 |  | 117 | 118 | WV | VA | Different
p119 | p122 | 2530.1311 | 0 | 2530.1311 |  | 119 | 122 | PA | PA | Same
p120 | p121 | 379.9317 | 0 | 379.9317 |  | 120 | 121 | PA | MD | Different
p120 | p122 | 205.3818 | 0 | 205.3818 |  | 120 | 122 | PA | PA | Same
p121 | p122 | 59.903 | 0 | 59.903 |  | 121 | 122 | MD | PA | Different
p121 | p123 | 1106.3041 | 0 | 1106.3041 |  | 121 | 123 | MD | MD | Same
p122 | p123 | 6209.39 | 0 | 6209.39 |  | 122 | 123 | PA | MD | Different
p122 | p125 | 976.8799 | 0 | 976.8799 |  | 122 | 125 | PA | DE | Different
p122 | p126 | 8384.0433 | 0 | 8384.0433 |  | 122 | 126 | PA | NJ | Different
p122 | p127 | 846.51 | 0 | 846.51 |  | 122 | 127 | PA | NY | Different
p123 | p124 | 268.0288 | 0 | 268.0288 |  | 123 | 124 | MD | VA | Different
p123 | p125 | 2749.818 | 0 | 2749.818 |  | 123 | 125 | MD | DE | Different
p125 | p126 | 4250.1928 | 0 | 4250.1928 |  | 125 | 126 | DE | NJ | Different
p126 | p127 | 1153.49 | 0 | 1153.49 |  | 126 | 127 | NJ | NY | Different
p127 | p128 | 4000 | 0 | 4000 |  | 127 | 128 | NY | NY | Same
p127 | p129 | 241.6594 | 0 | 241.6594 |  | 127 | 129 | NY | VT | Different
p127 | p131 | 653.4958 | 0 | 653.4958 |  | 127 | 131 | NY | MA | Different
p127 | p132 | 504.8448 | 0 | 504.8448 |  | 127 | 132 | NY | CT | Different
p128 | p132 | 634 | 0 | 634 |  | 128 | 132 | NY | CT | Different
p129 | p130 | 1796.1733 | 0 | 1796.1733 |  | 129 | 130 | VT | NH | Different
p129 | p131 | 2133.2004 | 0 | 2133.2004 |  | 129 | 131 | VT | MA | Different
p130 | p131 | 2464.4109 | 0 | 2464.4109 |  | 130 | 131 | NH | MA | Different
p130 | p134 | 1299.691 | 0 | 1299.691 |  | 130 | 134 | NH | ME | Different
p131 | p132 | 1520.605 | 0 | 1520.605 |  | 131 | 132 | MA | CT | Different
p131 | p133 | 1725.101 | 0 | 1725.101 |  | 131 | 133 | MA | RI | Different
p132 | p133 | 1038.325 | 0 | 1038.325 |  | 132 | 133 | CT | RI | Different
|  |  |  | 539028.2992 | [6 empty] | 18072.5156 | 0

## AEO Table 3 (hidden)
| ref2020.d112119a | 2019 | 2020 | 2021 | 2022 | 2023 | 2024 | 2025 | 2026 | 2027 | 2028 | 2029 | 2030 | 2031 | 2032 | 2033 | 2034 | 2035 | 2036 | 2037 | 2038 | 2039 | 2040 | 2041 | 2042 | 2043 | 2044 | 2045 | 2046 | 2047 | 2048 | 2049 | 2050
|  | Report | Annual Energy Outlook 2020
|  | Scenario | ref2020 |  |  | Reference case
|  | Datekey | d112119a
|  | Release Date |  | January 2020
PRC000 | 3. Energy Prices by Sector and Source
(2019 dollars per million Btu, unless otherwise noted)
2019-
| Sector and Source | 2019 | 2020 | 2021 | 2022 | 2023 | 2024 | 2025 | 2026 | 2027 | 2028 | 2029 | 2030 | 2031 | 2032 | 2033 | 2034 | 2035 | 2036 | 2037 | 2038 | 2039 | 2040 | 2041 | 2042 | 2043 | 2044 | 2045 | 2046 | 2047 | 2048 | 2049 | 2050 | 2050
Residential
PRC000:ba_LiquefiedPetr | Propane | 21.3671 | 21.1034 | 21.4664 | 22.1804 | 22.8811 | 23.6502 | 24.6267 | 25.6877 | 26.5369 | 27.1899 | 27.646 | 28.0384 | 28.1908 | 28.3507 | 28.6718 | 29.0038 | 29.3689 | 29.78 | 30.231 | 30.6886 | 31.133 | 31.5441 | 31.9301 | 32.4054 | 32.8468 | 33.2786 | 33.7066 | 34.1242 | 34.5996 | 35.1044 | 35.5637 | 35.9965 | 1.697%
PRC000:ba_DistillateFue | Distillate Fuel Oil | 21.885 | 21.2969 | 21.633 | 22.2051 | 22.6062 | 23.275 | 23.7097 | 24.0742 | 24.1044 | 24.445 | 24.6438 | 24.759 | 25.0293 | 25.1967 | 25.5244 | 25.7359 | 25.9502 | 26.1941 | 26.3452 | 26.5551 | 26.7807 | 26.79 | 26.9791 | 27.3458 | 27.5103 | 27.7078 | 28.0637 | 28.1087 | 28.3599 | 28.629 | 28.8061 | 28.9396 | 0.9054%
PRC000:ba_NaturalGas | Natural Gas | 10.4008 | 10.0133 | 10.1399 | 10.0648 | 10.0265 | 10.0576 | 10.1886 | 10.3757 | 10.5412 | 10.649 | 10.7056 | 10.975 | 10.9754 | 11.0205 | 11.16 | 11.2395 | 11.2738 | 11.2814 | 11.3544 | 11.408 | 11.4475 | 11.4752 | 11.52 | 11.5602 | 11.5986 | 11.6303 | 11.6902 | 11.7472 | 11.8227 | 11.8675 | 11.9376 | 11.9977 | 0.4618%
PRC000:ba_Electricity | Electricity | 36.8095 | 36.3283 | 36.5245 | 36.5651 | 36.7733 | 37.1562 | 37.6877 | 38.1738 | 38.4257 | 38.3789 | 38.2455 | 38.2744 | 38.1899 | 38.0998 | 38.2286 | 38.283 | 38.0961 | 37.9906 | 37.8739 | 37.9095 | 37.8017 | 37.6352 | 37.5714 | 37.4589 | 37.3627 | 37.3493 | 37.2774 | 37.163 | 37.1406 | 37.0284 | 36.8347 | 36.6835 | -0.0111%
Commercial
PRC000:ca_LiquefiedGas | Propane | 17.5327 | 16.4617 | 16.8972 | 17.6423 | 18.1548 | 18.7091 | 19.4873 | 20.2539 | 20.6663 | 20.9153 | 21.0339 | 21.1788 | 21.1878 | 21.2709 | 21.5645 | 21.8125 | 22.0696 | 22.3601 | 22.6723 | 22.9663 | 23.2338 | 23.4635 | 23.6785 | 24.0192 | 24.2789 | 24.5333 | 24.7885 | 25.0335 | 25.3542 | 25.6847 | 25.9393 | 26.1773 | 1.301%
PRC000:ca_DistillateFue | Distillate Fuel Oil | 21.9695 | 21.3767 | 20.7343 | 20.3187 | 19.7368 | 19.4145 | 18.8419 | 19.222 | 19.2578 | 19.6022 | 19.805 | 20.2257 | 20.4967 | 20.6655 | 21.0587 | 21.2687 | 21.4937 | 21.7465 | 21.8998 | 22.113 | 22.3466 | 22.3611 | 22.5553 | 22.9298 | 23.1032 | 23.3 | 23.6733 | 23.7165 | 23.9931 | 24.2611 | 24.4471 | 24.5963 | 0.365%
PRC000:ca_ResidualFuel | Residual Fuel Oil | 6.3595 | 3.6198 | 5.0872 | 6.2953 | 7.4695 | 8.7496 | 10.0955 | 10.0909 | 10.4598 | 10.3878 | 10.8308 | 10.981 | 11.2999 | 11.4042 | 11.6577 | 11.7578 | 12.0038 | 12.2256 | 12.3613 | 12.5512 | 12.8454 | 13.1728 | 13.485 | 13.6924 | 13.9078 | 14.0595 | 14.1419 | 14.4792 | 14.5186 | 14.6802 | 14.886 | 15.2221 | 2.856%
PRC000:ca_NaturalGas | Natural Gas | 7.5153 | 7.156 | 7.3026 | 7.3226 | 7.3751 | 7.4987 | 7.7191 | 7.8646 | 7.9898 | 8.0603 | 8.0849 | 8.2537 | 8.2199 | 8.2385 | 8.3432 | 8.3985 | 8.4111 | 8.3998 | 8.4516 | 8.4863 | 8.508 | 8.5205 | 8.5497 | 8.5752 | 8.5986 | 8.6153 | 8.6596 | 8.7016 | 8.7613 | 8.7913 | 8.8452 | 8.8905 | 0.5436%
PRC000:ca_Electricity | Electricity | 30.8309 | 30.224 | 29.923 | 29.8681 | 29.8436 | 30.0067 | 30.441 | 30.8053 | 30.9449 | 30.7525 | 30.4916 | 30.4346 | 30.2533 | 30.005 | 30.091 | 30.0685 | 29.8348 | 29.6984 | 29.5422 | 29.5892 | 29.462 | 29.2403 | 29.1757 | 29.0957 | 28.9403 | 28.9168 | 28.8197 | 28.6886 | 28.6812 | 28.5642 | 28.3882 | 28.2719 | -0.2791%
Industrial 1/
PRC000:da_LiquefiedPetr | Propane | 12.6586 | 11.5576 | 12.1213 | 12.8975 | 13.3761 | 13.9207 | 14.7187 | 15.4906 | 15.8655 | 16.0927 | 16.1943 | 16.1125 | 16.1272 | 16.2225 | 16.5184 | 16.7757 | 17.0432 | 17.3492 | 17.6783 | 17.9846 | 18.2626 | 18.5001 | 18.7254 | 19.1028 | 19.3722 | 19.6429 | 19.9171 | 20.1802 | 20.5367 | 20.8984 | 21.167 | 21.424 | 1.712%
PRC000:da_DistillateFue | Distillate Fuel Oil | 21.8938 | 21.3013 | 20.6836 | 20.2862 | 19.7247 | 19.4199 | 18.8494 | 19.2504 | 19.3001 | 19.6479 | 19.8615 | 19.9859 | 20.2639 | 20.4399 | 20.7976 | 21.0089 | 21.2415 | 21.4956 | 21.6541 | 21.8683 | 22.1032 | 22.1212 | 22.3151 | 22.695 | 22.8681 | 23.0725 | 23.4548 | 23.4885 | 23.7681 | 24.0238 | 24.2077 | 24.3688 | 0.3461%
PRC000:da_ResidualFuel | Residual Fuel Oil | 6.4834 | 3.6181 | 5.2676 | 6.978 | 8.5605 | 10.3187 | 12.0195 | 11.9881 | 12.446 | 12.2872 | 12.7401 | 12.9404 | 13.2832 | 13.3631 | 13.5993 | 13.6704 | 13.9143 | 14.1408 | 14.341 | 14.5328 | 14.8306 | 15.1797 | 15.4747 | 15.7014 | 15.9076 | 16.066 | 16.1537 | 16.4819 | 16.5282 | 16.6941 | 16.8993 | 17.2113 | 3.2%
PRC000:da_NaturalGas | Natural Gas 2/ | 3.6012 | 3.4417 | 3.5355 | 3.4716 | 3.4863 | 3.5639 | 3.7634 | 3.9896 | 4.1376 | 4.2205 | 4.2284 | 4.1643 | 4.12 | 4.1353 | 4.1951 | 4.2409 | 4.2385 | 4.2286 | 4.2673 | 4.291 | 4.2977 | 4.2999 | 4.2998 | 4.3161 | 4.33 | 4.3436 | 4.3669 | 4.4051 | 4.4552 | 4.4874 | 4.5164 | 4.5663 | 0.7689%
PRC000:da_Metallurgical | Metallurgical Coal | 4.1353 | 3.7153 | 3.4761 | 3.3147 | 3.2266 | 3.2288 | 3.2333 | 3.2376 | 3.2666 | 3.2945 | 3.3347 | 3.3673 | 3.4052 | 3.4421 | 3.4754 | 3.5131 | 3.5464 | 3.5773 | 3.6103 | 3.6402 | 3.6753 | 3.7065 | 3.747 | 3.7831 | 3.8228 | 3.8576 | 3.8954 | 3.9313 | 3.9716 | 4.009 | 4.0499 | 4.0879 | -0.0372%
PRC000:da_SteamCoal | Other Industrial Coal | 2.6015 | 2.5961 | 2.635 | 2.6276 | 2.6304 | 2.6422 | 2.6545 | 2.6596 | 2.6798 | 2.6808 | 2.6915 | 2.6993 | 2.7061 | 2.7128 | 2.7184 | 2.724 | 2.7276 | 2.7345 | 2.7446 | 2.7504 | 2.7599 | 2.7659 | 2.7787 | 2.791 | 2.8001 | 2.8073 | 2.8193 | 2.8271 | 2.8375 | 2.8473 | 2.859 | 2.8708 | 0.3183%
PRC000:da_CoaltoLiquids | Coal to Liquids | - - | - - | - - | - - | - - | - - | - - | - - | - - | - - | - - | - - | - - | - - | - - | - - | - - | - - | - - | - - | - - | - - | - - | - - | - - | - - | - - | - - | - - | - - | - - | - - | - -
PRC000:da_Electricity | Electricity | 20.2384 | 19.7633 | 19.0786 | 19.0319 | 18.9351 | 19.0017 | 19.2927 | 19.5119 | 19.5949 | 19.5114 | 19.3995 | 19.2623 | 19.1462 | 19.0555 | 19.0971 | 19.1006 | 18.9884 | 18.9157 | 18.8695 | 18.8805 | 18.811 | 18.7078 | 18.6525 | 18.5899 | 18.5447 | 18.5156 | 18.4716 | 18.4347 | 18.456 | 18.4312 | 18.3921 | 18.3757 | -0.311%
Transportation
PRC000:ea_LiquefiedPetr | Propane | 16.6349 | 15.5601 | 16.0207 | 16.7126 | 17.1515 | 17.6366 | 18.3298 | 18.9986 | 19.3325 | 19.533 | 19.624 | 20.0975 | 20.1053 | 20.18 | 20.4951 | 20.7055 | 20.9235 | 21.1734 | 21.441 | 21.689 | 21.9125 | 22.1019 | 22.2791 | 22.5735 | 22.786 | 22.9964 | 23.208 | 23.411 | 23.6832 | 23.9608 | 24.1675 | 24.3632 | 1.238%
PRC000:ea_Ethanol(E85) | E85 3/ | 24.5379 | 24.2439 | 29.9095 | 28.4268 | 28.6181 | 28.5201 | 27.8627 | 27.9366 | 28.162 | 28.4251 | 28.7136 | 30.0579 | 30.3882 | 30.5488 | 31.2085 | 31.6955 | 32.7761 | 32.6616 | 32.8348 | 33.7662 | 34.7718 | 35.6087 | 35.9161 | 37.4798 | 37.9353 | 38.3462 | 38.7713 | 39.264 | 42.4601 | 43.5444 | 43.5919 | 43.892 | 1.893%
PRC000:ea_MotorGasoline | Motor Gasoline 4/ | 22.1709 | 21.9544 | 21.9785 | 21.9836 | 21.8949 | 21.6029 | 21.8471 | 22.0317 | 22.3004 | 22.4121 | 22.7076 | 23.4105 | 23.5733 | 23.7817 | 24.2044 | 24.5923 | 24.8484 | 25.1456 | 25.2228 | 25.4991 | 25.841 | 25.933 | 26.1181 | 26.5211 | 26.7364 | 26.946 | 27.2929 | 27.3777 | 27.8544 | 28.1761 | 28.4214 | 28.6304 | 0.8282%
PRC000:ea_JetFuel | Jet Fuel 5/ | 14.641 | 14.4495 | 14.4699 | 14.6779 | 14.7843 | 15.182 | 15.2543 | 15.7105 | 15.7395 | 16.2147 | 16.4254 | 16.6648 | 17.0128 | 17.1874 | 17.5838 | 17.8683 | 18.1383 | 18.3831 | 18.6243 | 18.83 | 19.1068 | 19.1979 | 19.4502 | 19.8346 | 20.0408 | 20.2763 | 20.7005 | 20.753 | 21.1753 | 21.5186 | 21.7667 | 21.8588 | 1.301%
PRC000:ea_DistillateFue | Diesel Fuel (distillate fuel oil) 6/ | 22.1108 | 21.3439 | 21.4562 | 21.7924 | 21.9176 | 22.3128 | 22.4458 | 22.8573 | 22.9148 | 23.2662 | 23.4833 | 23.9731 | 24.2418 | 24.4176 | 24.8105 | 25.0107 | 25.2348 | 25.491 | 25.6642 | 25.8811 | 26.1034 | 26.1046 | 26.2715 | 26.6558 | 26.8175 | 27.0273 | 27.3984 | 27.4148 | 27.6707 | 27.9056 | 28.0765 | 28.2339 | 0.7917%
PRC000:ea_ResidualFuel | Residual Fuel Oil | 9.5779 | 10.569 | 10.4197 | 10.1884 | 8.9143 | 9.2094 | 9.4572 | 10.1048 | 10.9139 | 11.2904 | 11.575 | 11.0163 | 11.2381 | 11.3037 | 11.5597 | 11.6932 | 12.392 | 12.8271 | 12.9216 | 13.4916 | 13.652 | 13.8292 | 13.9425 | 13.9681 | 14.6136 | 14.8692 | 14.8957 | 15.5265 | 15.8247 | 16.0306 | 16.2237 | 15.6605 | 1.599%
PRC000:ea_NaturalGas | Natural Gas 7/ | 13.6986 | 13.2859 | 12.6586 | 12.4158 | 12.4267 | 12.3012 | 12.3102 | 12.2652 | 12.144 | 11.9429 | 11.6742 | 12.097 | 11.8248 | 11.6551 | 11.6519 | 11.5627 | 11.4552 | 11.3664 | 11.3449 | 11.3106 | 11.2699 | 11.2221 | 11.1741 | 11.1603 | 11.1428 | 11.1342 | 11.1276 | 11.1525 | 11.1905 | 11.2099 | 11.2315 | 11.2775 | -0.6254%
PRC000:ea_Electricity | Electricity | 33.2526 | 33.9128 | 33.9716 | 34.3607 | 34.8976 | 35.3861 | 36.1385 | 36.7584 | 37.0283 | 36.9803 | 36.8519 | 36.7031 | 36.6485 | 36.6298 | 36.83 | 36.9116 | 36.5718 | 36.3009 | 36.1402 | 36.027 | 35.8311 | 35.6132 | 35.4229 | 35.2539 | 34.9793 | 34.8089 | 34.6766 | 34.5472 | 34.415 | 34.2575 | 34.0115 | 33.7793 | 0.0507%
Electric Power 8/
PRC000:ga_DistillateFue | Distillate Fuel Oil | 21.8979 | 21.3095 | 20.572 | 20.0033 | 19.3254 | 18.921 | 18.2575 | 18.4815 | 18.4334 | 18.7294 | 18.9222 | 19.0243 | 19.1976 | 19.3479 | 19.7231 | 19.971 | 20.2109 | 20.4879 | 20.6286 | 20.7293 | 20.9746 | 21.0283 | 21.2274 | 21.6052 | 21.7565 | 21.9534 | 22.3526 | 22.4401 | 22.8028 | 23.1485 | 23.3796 | 23.5341 | 0.2327%
PRC000:ga_ResidualFuel | Residual Fuel Oil | 12.4004 | 11.5537 | 13.3603 | 13.3895 | 13.3193 | 13.426 | 13.6032 | 13.72 | 14.0093 | 14.0215 | 14.4089 | 14.6231 | 14.8861 | 15.0283 | 15.2931 | 15.4576 | 15.6663 | 15.8533 | 16.0366 | 16.2091 | 16.4391 | 16.6532 | 16.7635 | 16.9341 | 16.9664 | 16.9469 | 16.8448 | 17.0971 | 17.2516 | 17.4892 | 17.7152 | 17.9675 | 1.203%
PRC000:ga_NaturalGas | Natural Gas | 2.8588 | 2.6512 | 2.8173 | 2.8115 | 2.8816 | 3.0307 | 3.3072 | 3.5161 | 3.6475 | 3.7125 | 3.7017 | 3.6311 | 3.598 | 3.6232 | 3.69 | 3.7437 | 3.7384 | 3.7355 | 3.7741 | 3.7952 | 3.801 | 3.8071 | 3.8032 | 3.8125 | 3.8223 | 3.839 | 3.8519 | 3.8949 | 3.9495 | 3.9856 | 4.0086 | 4.0653 | 1.142%
PRC000:ga_SteamCoal | Steam Coal | 2.0483 | 2.0588 | 2.0256 | 1.9976 | 1.9756 | 1.9691 | 1.952 | 1.96 | 1.974 | 1.9569 | 1.9582 | 1.9563 | 1.9546 | 1.9517 | 1.9584 | 1.9592 | 1.9538 | 1.9538 | 1.9591 | 1.956 | 1.9547 | 1.948 | 1.9478 | 1.9499 | 1.9517 | 1.9521 | 1.9547 | 1.9523 | 1.9542 | 1.9535 | 1.9512 | 1.9508 | -0.1573%
PRC000:ga_uranium | Uranium | 0.67626 | 0.67834 | 0.67938 | 0.68042 | 0.6825 | 0.68354 | 0.68562 | 0.68666 | 0.6877 | 0.68874 | 0.69082 | 0.6929 | 0.69395 | 0.69603 | 0.69811 | 0.69915 | 0.70123 | 0.70331 | 0.70435 | 0.70643 | 0.70851 | 0.71059 | 0.71163 | 0.71371 | 0.71579 | 0.71787 | 0.71996 | 0.72204 | 0.72412 | 0.7262 | 0.72828 | 0.73036 | 0.2486%
Average Price to All Users 9/
PRC000:ha_LiquefiedPetr | Propane | 18.5173 | 17.7958 | 18.1641 | 18.8918 | 19.4776 | 20.1155 | 20.9671 | 21.8414 | 22.424 | 22.8257 | 23.0673 | 23.235 | 23.271 | 23.3514 | 23.6258 | 23.8774 | 24.1521 | 24.4709 | 24.8181 | 25.1567 | 25.4761 | 25.7566 | 26.0176 | 26.3966 | 26.7044 | 27.0044 | 27.3024 | 27.5905 | 27.9523 | 28.3319 | 28.6429 | 28.9358 | 1.45%
PRC000:ha_Ethanol(E85) | E85 3/ | 24.5379 | 24.2439 | 29.9095 | 28.4268 | 28.6181 | 28.5201 | 27.8627 | 27.9366 | 28.162 | 28.4251 | 28.7136 | 30.0579 | 30.3882 | 30.5488 | 31.2085 | 31.6955 | 32.7761 | 32.6616 | 32.8348 | 33.7662 | 34.7718 | 35.6087 | 35.9161 | 37.4798 | 37.9353 | 38.3462 | 38.7713 | 39.264 | 42.4601 | 43.5444 | 43.5919 | 43.892 | 1.893%
PRC000:ha_MotorGasoline | Motor Gasoline 4/ | 22.1524 | 21.9409 | 21.9689 | 21.9782 | 21.8943 | 21.608 | 21.8575 | 22.0431 | 22.3123 | 22.425 | 22.7208 | 23.4244 | 23.588 | 23.797 | 24.2206 | 24.6087 | 24.8657 | 25.1629 | 25.2406 | 25.5171 | 25.859 | 25.9514 | 26.1366 | 26.5397 | 26.7552 | 26.9648 | 27.3113 | 27.3968 | 27.8727 | 28.1944 | 28.4397 | 28.6489 | 0.833%
PRC000:ha_JetFuel | Jet Fuel 5/ | 14.641 | 14.4495 | 14.4699 | 14.6779 | 14.7843 | 15.182 | 15.2543 | 15.7105 | 15.7395 | 16.2147 | 16.4254 | 16.6648 | 17.0128 | 17.1874 | 17.5838 | 17.8683 | 18.1383 | 18.3831 | 18.6243 | 18.83 | 19.1068 | 19.1979 | 19.4502 | 19.8346 | 20.0408 | 20.2763 | 20.7005 | 20.753 | 21.1753 | 21.5186 | 21.7667 | 21.8588 | 1.301%
PRC000:ha_DistillateFue | Distillate Fuel Oil | 22.056 | 21.3326 | 21.3076 | 21.5097 | 21.5073 | 21.7691 | 21.7665 | 22.1672 | 22.2157 | 22.5597 | 22.7668 | 23.1375 | 23.4001 | 23.5652 | 23.9399 | 24.1328 | 24.3534 | 24.6 | 24.7604 | 24.9667 | 25.1886 | 25.1899 | 25.3615 | 25.7399 | 25.9031 | 26.1014 | 26.4719 | 26.4871 | 26.7464 | 26.985 | 27.1526 | 27.3059 | 0.6912%
PRC000:ha_ResidualFuel | Residual Fuel Oil | 9.7503 | 10.1925 | 10.2714 | 10.1737 | 9.1834 | 9.5545 | 9.8769 | 10.4577 | 11.2103 | 11.537 | 11.8427 | 11.3708 | 11.6051 | 11.6767 | 11.9334 | 12.0642 | 12.6977 | 13.1164 | 13.2243 | 13.7368 | 13.9144 | 14.1135 | 14.2291 | 14.284 | 14.8438 | 15.0736 | 15.087 | 15.6778 | 15.943 | 16.1467 | 16.3442 | 15.9205 | 1.594%
PRC000:ha_NaturalGas | Natural Gas | 5.0317 | 4.7607 | 4.8477 | 4.8332 | 4.8686 | 4.9797 | 5.1987 | 5.4027 | 5.5523 | 5.6321 | 5.6439 | 5.6791 | 5.6373 | 5.6477 | 5.7141 | 5.742 | 5.7396 | 5.7298 | 5.762 | 5.7805 | 5.7849 | 5.7818 | 5.7832 | 5.797 | 5.8079 | 5.825 | 5.8483 | 5.8874 | 5.931 | 5.9516 | 5.9727 | 6.0178 | 0.579%
PRC000:ha_Metallugical | Metallurgical Coal | 4.1353 | 3.7153 | 3.4761 | 3.3147 | 3.2266 | 3.2288 | 3.2333 | 3.2376 | 3.2666 | 3.2945 | 3.3347 | 3.3673 | 3.4052 | 3.4421 | 3.4754 | 3.5131 | 3.5464 | 3.5773 | 3.6103 | 3.6402 | 3.6753 | 3.7065 | 3.747 | 3.7831 | 3.8228 | 3.8576 | 3.8954 | 3.9313 | 3.9716 | 4.009 | 4.0499 | 4.0879 | -0.0372%
PRC000:ha_Coal | Other Coal | 2.0818 | 2.0911 | 2.0655 | 2.0418 | 2.0256 | 2.0218 | 2.0108 | 2.0161 | 2.0306 | 2.0149 | 2.017 | 2.0158 | 2.0146 | 2.0118 | 2.0174 | 2.0184 | 2.0136 | 2.0143 | 2.0197 | 2.0179 | 2.0175 | 2.0118 | 2.0127 | 2.0156 | 2.018 | 2.0188 | 2.0223 | 2.02 | 2.0225 | 2.0226 | 2.0215 | 2.0216 | -0.0947%
PRC000:ha_CoaltoLiquids | Coal to Liquids | - - | - - | - - | - - | - - | - - | - - | - - | - - | - - | - - | - - | - - | - - | - - | - - | - - | - - | - - | - - | - - | - - | - - | - - | - - | - - | - - | - - | - - | - - | - - | - - | - -
PRC000:ha_Electricity | Electricity | 30.4544 | 29.9318 | 29.7326 | 29.6576 | 29.6632 | 29.8494 | 30.2508 | 30.5937 | 30.7534 | 30.6316 | 30.4525 | 30.3946 | 30.2705 | 30.1318 | 30.2343 | 30.2574 | 30.0846 | 29.9931 | 29.8936 | 29.942 | 29.8528 | 29.6944 | 29.6424 | 29.567 | 29.4729 | 29.4608 | 29.3987 | 29.3134 | 29.3195 | 29.2425 | 29.11 | 29.0242 | -0.1551%
Non-Renewable Energy Expenditures by Sector
(billion 2019 dollars)
PRC000:ia_Residential | Residential | 254.5778 | 244.9971 | 249.2408 | 249.1617 | 249.6478 | 251.505 | 254.4617 | 257.7652 | 259.8257 | 260.5598 | 260.9056 | 262.7299 | 262.996 | 263.6993 | 266.1597 | 268.1065 | 268.8479 | 270.0457 | 271.5278 | 273.6691 | 274.9807 | 275.8681 | 277.4696 | 278.9053 | 280.3868 | 282.3095 | 284.1861 | 285.8488 | 288.1896 | 289.9158 | 291.3451 | 292.964 | 0.4541%
PRC000:ia_Commercial | Commercial | 188.9645 | 184.0043 | 186.1017 | 187.3336 | 187.9917 | 189.8204 | 193.2388 | 196.0301 | 197.7187 | 197.9575 | 197.9307 | 199.4361 | 199.5045 | 199.6005 | 201.7768 | 203.1454 | 203.4292 | 204.1806 | 205.0486 | 206.9457 | 208.0219 | 208.2953 | 209.6491 | 211.1297 | 212.2021 | 214.0024 | 215.7235 | 217.1559 | 219.6723 | 221.5209 | 223.2138 | 225.2578 | 0.5683%
PRC000:ia_Industrial | Industrial 1/ | 185.4227 | 178.3819 | 182.6483 | 189.6503 | 194.5963 | 201.1364 | 209.5037 | 218.9536 | 224.504 | 229.3568 | 233.0766 | 235.3281 | 237.8666 | 241.1001 | 246.3482 | 251.2769 | 255.4994 | 259.6367 | 264.0977 | 268.8465 | 272.7511 | 276.6375 | 281.243 | 287.3423 | 292.0564 | 297.1944 | 302.9425 | 307.6142 | 314.4189 | 320.7065 | 326.6724 | 331.6512 | 1.893%
PRC000:ia_Transportatio | Transportation | 573.6005 | 568.3835 | 565.5422 | 562.8696 | 554.9845 | 547.6316 | 545.6366 | 547.9684 | 547.8746 | 549.4785 | 551.9753 | 561.8901 | 564.4536 | 566.1694 | 573.6396 | 579.2702 | 583.3301 | 588.4535 | 590.2278 | 595.5147 | 602.1998 | 604.5045 | 610.0533 | 620.8228 | 627.8268 | 635.3452 | 646.7507 | 651.4917 | 664.9197 | 675.7799 | 684.925 | 692.6772 | 0.6103%
PRC000:ia_TotalNon-Rene | Total Non-Renewable Expenditures | 1202.5654 | 1175.7667 | 1183.5331 | 1189.0151 | 1187.2202 | 1190.0934 | 1202.8408 | 1220.7173 | 1229.9231 | 1237.3527 | 1243.8883 | 1259.3843 | 1264.8208 | 1270.5693 | 1287.9243 | 1301.7988 | 1311.1066 | 1322.3164 | 1330.902 | 1344.9761 | 1357.9535 | 1365.3054 | 1378.415 | 1398.2002 | 1412.4722 | 1428.8516 | 1449.6028 | 1462.1106 | 1487.2004 | 1507.9231 | 1526.1562 | 1542.5503 | 0.8064%
PRC000:ja_Transportatio | Transportation Renewable Expenditures | 0.36689 | 0.46757 | 0.61441 | 0.69627 | 0.66417 | 0.64847 | 0.67844 | 0.68588 | 0.67842 | 0.65415 | 0.64468 | 0.7473 | 0.71434 | 0.70793 | 0.70504 | 0.67912 | 0.63863 | 0.65087 | 0.64742 | 0.61777 | 0.57357 | 0.53631 | 0.5338 | 0.49426 | 0.48587 | 0.47741 | 0.475 | 0.45876 | 0.35299 | 0.34312 | 0.41863 | 0.41922 | 0.4311%
PRC000:ja_TotalExpendit | Total Expenditures | 1202.9324 | 1176.2343 | 1184.1475 | 1189.7114 | 1187.8844 | 1190.7418 | 1203.5193 | 1221.4032 | 1230.6016 | 1238.0068 | 1244.533 | 1260.1316 | 1265.5352 | 1271.2772 | 1288.6294 | 1302.4779 | 1311.7452 | 1322.9673 | 1331.5494 | 1345.5939 | 1358.5271 | 1365.8417 | 1378.9489 | 1398.6945 | 1412.958 | 1429.329 | 1450.0778 | 1462.5693 | 1487.5535 | 1508.2662 | 1526.5748 | 1542.9695 | 0.8063%
Prices in Nominal Dollars
Residential
PRC000:nom_R_LiquefiedP | Propane | 21.3671 | 21.6182 | 22.5314 | 23.8645 | 25.2175 | 26.6599 | 28.3906 | 30.3078 | 32.0587 | 33.6361 | 35.0166 | 36.3418 | 37.3655 | 38.4106 | 39.7059 | 41.0384 | 42.46 | 44.0017 | 45.6606 | 47.3891 | 49.1513 | 50.914 | 52.7049 | 54.717 | 56.7378 | 58.8234 | 60.9876 | 63.2094 | 65.6401 | 68.2407 | 70.8518 | 73.4706 | 4.064%
PRC000:nom_R_Distillate | Distillate Fuel Oil | 21.885 | 21.8164 | 22.7063 | 23.8911 | 24.9146 | 26.2369 | 27.3334 | 28.4041 | 29.1201 | 30.2404 | 31.214 | 32.0912 | 33.175 | 34.1375 | 35.3473 | 36.4146 | 37.5173 | 38.7033 | 39.7915 | 41.0061 | 42.28 | 43.2406 | 44.5326 | 46.1737 | 47.5198 | 48.9764 | 50.7776 | 52.0666 | 53.8026 | 55.6531 | 57.3889 | 59.0671 | 3.255%
PRC000:nom_R_NaturalGas | Natural Gas | 10.4008 | 10.2576 | 10.6429 | 10.829 | 11.0503 | 11.3375 | 11.7458 | 12.2419 | 12.7347 | 13.1737 | 13.5597 | 14.2252 | 14.5474 | 14.9311 | 15.4548 | 15.9031 | 16.299 | 16.6689 | 17.1496 | 17.6161 | 18.0727 | 18.5216 | 19.0153 | 19.5196 | 20.0348 | 20.5577 | 21.1518 | 21.7598 | 22.4293 | 23.0697 | 23.7827 | 24.488 | 2.801%
PRC000:nom_R_Electricit | Electricity | 36.8095 | 37.2145 | 38.3365 | 39.3413 | 40.5282 | 41.8847 | 43.4478 | 45.0396 | 46.4214 | 47.4778 | 48.4419 | 49.609 | 50.6188 | 51.6191 | 52.9406 | 54.1677 | 55.0773 | 56.1332 | 57.2043 | 58.5395 | 59.6795 | 60.7453 | 62.0167 | 63.2498 | 64.5383 | 66.0187 | 67.4485 | 68.8382 | 70.4607 | 71.981 | 73.3839 | 74.8729 | 2.317%
Commercial
PRC000:nom_C_LiquefiedG | Propane | 17.5327 | 16.8632 | 17.7355 | 18.9819 | 20.0086 | 21.09 | 22.4658 | 23.8967 | 24.9666 | 25.8739 | 26.6417 | 27.4507 | 28.0834 | 28.8187 | 29.8635 | 30.8631 | 31.907 | 33.0383 | 34.2441 | 35.4643 | 36.6804 | 37.8714 | 39.0846 | 40.5568 | 41.9381 | 43.3651 | 44.8514 | 46.3704 | 48.1005 | 49.9295 | 51.6776 | 53.4293 | 3.66%
PRC000:nom_C_Distillate | Distillate Fuel Oil | 21.9695 | 21.8981 | 21.763 | 21.8615 | 21.7522 | 21.8852 | 21.7217 | 22.6792 | 23.265 | 24.2495 | 25.0851 | 26.2154 | 27.1673 | 27.9985 | 29.1629 | 30.0938 | 31.0743 | 32.1316 | 33.0772 | 34.1467 | 35.2798 | 36.0921 | 37.2305 | 38.7173 | 39.9073 | 41.1851 | 42.8337 | 43.9308 | 45.5181 | 47.162 | 48.7047 | 50.2023 | 2.702%
PRC000:nom_C_ResidualFu | Residual Fuel Oil | 6.3595 | 3.7081 | 5.3395 | 6.7733 | 8.2322 | 9.8631 | 11.6385 | 11.9058 | 12.6363 | 12.8505 | 13.7183 | 14.233 | 14.9774 | 15.4508 | 16.1441 | 16.6364 | 17.3545 | 18.064 | 18.6703 | 19.3814 | 20.2796 | 21.2617 | 22.2588 | 23.1198 | 24.0235 | 24.8515 | 25.5879 | 26.8202 | 27.5437 | 28.5375 | 29.6567 | 31.0691 | 5.25%
PRC000:nom_C_NaturalGas | Natural Gas | 7.5153 | 7.3306 | 7.6649 | 7.8785 | 8.1281 | 8.453 | 8.8989 | 9.2791 | 9.6523 | 9.9713 | 10.2403 | 10.698 | 10.895 | 11.1619 | 11.554 | 11.8832 | 12.1603 | 12.4112 | 12.7652 | 13.1044 | 13.4321 | 13.7525 | 14.1124 | 14.4793 | 14.8527 | 15.2284 | 15.6685 | 16.1182 | 16.6213 | 17.0897 | 17.6218 | 18.146 | 2.884%
PRC000:nom_C_Electricit | Electricity | 30.8309 | 30.9613 | 31.4076 | 32.1359 | 32.891 | 33.8253 | 35.0935 | 36.3459 | 37.384 | 38.0434 | 38.6209 | 39.4475 | 40.0992 | 40.6519 | 41.6712 | 42.5448 | 43.1335 | 43.8811 | 44.6202 | 45.6913 | 46.5132 | 47.1954 | 48.1584 | 49.1284 | 49.99 | 51.1134 | 52.1454 | 53.1407 | 54.4122 | 55.5271 | 56.5564 | 57.7044 | 2.043%
Industrial 1/
PRC000:nom_I_LiquefiedP | Propane | 12.6586 | 11.8395 | 12.7227 | 13.8767 | 14.7419 | 15.6923 | 16.9683 | 18.2768 | 19.1668 | 19.908 | 20.5119 | 20.884 | 21.3758 | 21.9789 | 22.8753 | 23.7364 | 24.6401 | 25.6345 | 26.7011 | 27.7716 | 28.8321 | 29.8602 | 30.9088 | 32.2553 | 33.4626 | 34.7208 | 36.0374 | 37.3805 | 38.9609 | 40.6251 | 42.1699 | 43.7275 | 4.08%
PRC000:nom_I_Distillate | Distillate Fuel Oil | 21.8938 | 21.8209 | 21.7098 | 21.8264 | 21.7388 | 21.8913 | 21.7303 | 22.7127 | 23.3161 | 24.3061 | 25.1567 | 25.9046 | 26.8588 | 27.6929 | 28.8013 | 29.7261 | 30.7098 | 31.761 | 32.7061 | 33.7688 | 34.8955 | 35.7048 | 36.8341 | 38.3207 | 39.5012 | 40.783 | 42.4382 | 43.5085 | 45.0913 | 46.7009 | 48.2278 | 49.738 | 2.682%
PRC000:nom_I_ResidualFu | Residual Fuel Oil | 6.4834 | 3.7063 | 5.5289 | 7.5078 | 9.4346 | 11.6318 | 13.8565 | 14.1443 | 15.0358 | 15.2003 | 16.1367 | 16.7726 | 17.6062 | 18.1048 | 18.8329 | 19.3427 | 20.1166 | 20.8938 | 21.6605 | 22.4414 | 23.4138 | 24.5008 | 25.5431 | 26.512 | 27.4779 | 28.3983 | 29.2279 | 30.5299 | 31.3563 | 32.4523 | 33.6677 | 35.1291 | 5.602%
PRC000:nom_I_NaturalGas | Natural Gas 2/ | 3.6012 | 3.5256 | 3.711 | 3.7352 | 3.8423 | 4.0175 | 4.3386 | 4.7072 | 4.9986 | 5.2211 | 5.3557 | 5.3975 | 5.4608 | 5.6027 | 5.8095 | 6.0006 | 6.1277 | 6.2481 | 6.4453 | 6.626 | 6.785 | 6.9403 | 7.0974 | 7.2878 | 7.4794 | 7.6778 | 7.9013 | 8.1598 | 8.4521 | 8.7232 | 8.9978 | 9.32 | 3.115%
PRC000:nom_I_Metallurgi | Metallurgical Coal | 4.1353 | 3.8059 | 3.6485 | 3.5663 | 3.5561 | 3.6397 | 3.7275 | 3.82 | 3.9463 | 4.0756 | 4.2238 | 4.3646 | 4.5134 | 4.6636 | 4.8128 | 4.9708 | 5.1272 | 5.2856 | 5.4529 | 5.6212 | 5.8024 | 5.9825 | 6.1849 | 6.3878 | 6.6032 | 6.8187 | 7.0482 | 7.2821 | 7.5347 | 7.7932 | 8.0685 | 8.3435 | 2.29%
PRC000:nom_I_SteamCoal | Other Industrial Coal | 2.6015 | 2.6594 | 2.7657 | 2.8271 | 2.899 | 2.9784 | 3.0603 | 3.138 | 3.2375 | 3.3163 | 3.4091 | 3.4986 | 3.5869 | 3.6754 | 3.7646 | 3.8543 | 3.9435 | 4.0404 | 4.1454 | 4.2471 | 4.3572 | 4.4643 | 4.5867 | 4.7126 | 4.8368 | 4.9621 | 5.1011 | 5.2367 | 5.3832 | 5.535 | 5.6958 | 5.8594 | 2.654%
PRC000:nom_I_CoaltoLiqu | Coal to Liquids | - - | - - | - - | - - | - - | - - | - - | - - | - - | - - | - - | - - | - - | - - | - - | - - | - - | - - | - - | - - | - - | - - | - - | - - | - - | - - | - - | - - | - - | - - | - - | - - | - -
PRC000:nom_I_Electricit | Electricity | 20.2384 | 20.2454 | 20.0251 | 20.4769 | 20.8686 | 21.4198 | 22.2413 | 23.0213 | 23.6723 | 24.1372 | 24.5716 | 24.9666 | 25.3773 | 25.8172 | 26.4465 | 27.026 | 27.4523 | 27.949 | 28.5002 | 29.1551 | 29.6979 | 30.1955 | 30.7885 | 31.3892 | 32.0331 | 32.7282 | 33.4218 | 34.1471 | 35.0136 | 35.8292 | 36.6416 | 37.5057 | 2.01%
Transportation
PRC000:nom_T_LiquefiedP | Propane | 16.6349 | 15.9397 | 16.8155 | 17.9816 | 18.9029 | 19.8811 | 21.1313 | 22.4157 | 23.3553 | 24.1639 | 24.8559 | 26.0492 | 26.6486 | 27.3407 | 28.3825 | 29.2968 | 30.2501 | 31.2848 | 32.3842 | 33.492 | 34.5944 | 35.6736 | 36.7747 | 38.1156 | 39.3593 | 40.6486 | 41.9918 | 43.3649 | 44.9303 | 46.5783 | 48.1477 | 49.7265 | 3.595%
PRC000:nom_T_Ethan(E85) | E85 3/ | 24.5379 | 24.8353 | 31.3934 | 30.5851 | 31.5403 | 32.1495 | 32.1212 | 32.9612 | 34.022 | 35.1642 | 36.3688 | 38.9593 | 40.278 | 41.3887 | 43.2189 | 44.8469 | 47.3858 | 48.2593 | 49.5934 | 52.1414 | 54.896 | 57.4744 | 59.2843 | 63.2851 | 65.5274 | 67.7809 | 70.1515 | 72.73 | 80.5525 | 84.6477 | 86.846 | 89.5858 | 4.266%
PRC000:nom_T_MotorGasol | Motor Gasoline 4/ | 22.1709 | 22.49 | 23.0689 | 23.6527 | 24.1306 | 24.3521 | 25.1862 | 25.9942 | 26.9407 | 27.7256 | 28.7615 | 30.3433 | 31.2452 | 32.2204 | 33.5193 | 34.7963 | 35.9245 | 37.154 | 38.0963 | 39.3755 | 40.7965 | 41.8573 | 43.1114 | 44.7812 | 46.183 | 47.6298 | 49.3828 | 50.7127 | 52.8436 | 54.7725 | 56.6224 | 58.4362 | 3.176%
PRC000:nom_T_JetFuel | Jet Fuel 5/ | 14.641 | 14.8019 | 15.1878 | 15.7924 | 16.294 | 17.114 | 17.5857 | 18.5361 | 19.0146 | 20.0589 | 20.8045 | 21.6 | 22.5497 | 23.2862 | 24.3508 | 25.2824 | 26.2234 | 27.162 | 28.1299 | 29.0772 | 30.1649 | 30.9865 | 32.1052 | 33.4909 | 34.6174 | 35.8404 | 37.4549 | 38.4414 | 40.1725 | 41.8308 | 43.3647 | 44.6148 | 3.66%
PRC000:nom_T_Distillate | Diesel Fuel (distillate fuel oil) 6/ | 22.1108 | 21.8646 | 22.5207 | 23.447 | 24.1556 | 25.1523 | 25.8764 | 26.9684 | 27.6829 | 28.7822 | 29.7441 | 31.0725 | 32.1313 | 33.082 | 34.3586 | 35.3884 | 36.483 | 37.6644 | 38.7629 | 39.9653 | 41.2108 | 42.1343 | 43.3647 | 45.0087 | 46.3231 | 47.7735 | 49.5738 | 50.7813 | 52.4952 | 54.2467 | 55.9353 | 57.6269 | 3.138%
PRC000:nom_T_ResidualFu | Residual Fuel Oil | 9.5779 | 10.8269 | 10.9367 | 10.962 | 9.8245 | 10.3814 | 10.9027 | 11.9222 | 13.1849 | 13.9671 | 14.661 | 14.2787 | 14.8955 | 15.3148 | 16.0084 | 16.5451 | 17.9157 | 18.9528 | 19.5167 | 20.8335 | 21.5531 | 22.3211 | 23.0139 | 23.5854 | 25.2428 | 26.2829 | 26.9519 | 28.7603 | 30.0217 | 31.1626 | 32.3216 | 31.964 | 3.964%
PRC000:nom_T_NaturalGas | Natural Gas 7/ | 13.6986 | 13.61 | 13.2866 | 13.3585 | 13.6956 | 13.8666 | 14.1917 | 14.4712 | 14.6709 | 14.7743 | 14.7866 | 15.6794 | 15.6732 | 15.7908 | 16.1361 | 16.3604 | 16.5613 | 16.7946 | 17.1352 | 17.4658 | 17.7923 | 18.1132 | 18.4444 | 18.8443 | 19.2475 | 19.6808 | 20.1339 | 20.6581 | 21.2299 | 21.7913 | 22.376 | 23.0179 | 1.688%
PRC000:nom_T_Electricit | Electricity | 33.2526 | 34.7401 | 35.6569 | 36.9695 | 38.4611 | 39.8893 | 41.6619 | 43.3696 | 44.7332 | 45.7477 | 46.6769 | 47.5723 | 48.5757 | 49.6276 | 51.0038 | 52.2274 | 52.8735 | 53.6366 | 54.5857 | 55.6325 | 56.5684 | 57.4816 | 58.4703 | 59.5266 | 60.4213 | 61.5283 | 62.7427 | 63.9929 | 65.29 | 66.5944 | 67.7593 | 68.9453 | 2.38%
Electric Power 8/
PRC000:nom_E_Distillate | Distillate Fuel Oil | 21.8979 | 21.8293 | 21.5926 | 21.5221 | 21.2988 | 21.3288 | 21.048 | 21.8055 | 22.269 | 23.1698 | 23.967 | 24.6582 | 25.4455 | 26.2133 | 27.3134 | 28.2576 | 29.2198 | 30.2721 | 31.1571 | 32.01 | 33.1136 | 33.9408 | 35.0387 | 36.4807 | 37.581 | 38.8048 | 40.4441 | 41.5665 | 43.2599 | 44.9992 | 46.578 | 48.0343 | 2.566%
PRC000:nom_E_ResidualFu | Residual Fuel Oil | 12.4004 | 11.8355 | 14.0231 | 14.4061 | 14.6794 | 15.1346 | 15.6823 | 16.1877 | 16.9243 | 17.3457 | 18.2504 | 18.9537 | 19.7308 | 20.361 | 21.1785 | 21.8714 | 22.6495 | 23.4241 | 24.2215 | 25.0299 | 25.9532 | 26.8792 | 27.6704 | 28.5935 | 29.3069 | 29.9553 | 30.4784 | 31.6695 | 32.7287 | 33.9979 | 35.2931 | 36.6726 | 3.56%
PRC000:nom_E_NaturalGas | Natural Gas | 2.8588 | 2.7159 | 2.9571 | 3.025 | 3.1759 | 3.4164 | 3.8127 | 4.1485 | 4.4065 | 4.5927 | 4.6886 | 4.7064 | 4.7689 | 4.9088 | 5.1101 | 5.2971 | 5.4048 | 5.5194 | 5.7003 | 5.8605 | 6.0008 | 6.1449 | 6.2777 | 6.4375 | 6.6024 | 6.7857 | 6.9696 | 7.2146 | 7.4927 | 7.7478 | 7.9861 | 8.2974 | 3.497%
PRC000:nom_E_SteamCoal | Steam Coal | 2.0483 | 2.109 | 2.126 | 2.1492 | 2.1774 | 2.2197 | 2.2504 | 2.3125 | 2.3847 | 2.4208 | 2.4803 | 2.5356 | 2.5908 | 2.6442 | 2.7121 | 2.7722 | 2.8246 | 2.8868 | 2.9589 | 3.0205 | 3.086 | 3.1442 | 3.2151 | 3.2925 | 3.3712 | 3.4505 | 3.5368 | 3.6162 | 3.7074 | 3.7975 | 3.8874 | 3.9816 | 2.167%
PRC000:nom_E_uranium | Uranium | 0.67626 | 0.69489 | 0.71308 | 0.73208 | 0.75219 | 0.77053 | 0.79041 | 0.81016 | 0.8308 | 0.85203 | 0.875 | 0.8981 | 0.91979 | 0.943 | 0.96677 | 0.98925 | 1.0138 | 1.0392 | 1.0638 | 1.0909 | 1.1186 | 1.1469 | 1.1746 | 1.2051 | 1.2364 | 1.2689 | 1.3027 | 1.3375 | 1.3737 | 1.4117 | 1.4509 | 1.4907 | 2.583%
Average Price to All Users 9/
PRC000:nom_Avg_Liquefie | Propane | 18.5173 | 18.2299 | 19.0653 | 20.3262 | 21.4665 | 22.6754 | 24.1716 | 25.7697 | 27.09 | 28.2372 | 29.2172 | 30.1159 | 30.8446 | 31.6375 | 32.7179 | 33.7849 | 34.9177 | 36.1571 | 37.485 | 38.8468 | 40.2204 | 41.5725 | 42.9455 | 44.571 | 46.1277 | 47.733 | 49.4001 | 51.1068 | 53.0294 | 55.0754 | 57.0638 | 59.0594 | 3.812%
PRC000:nom_Avg_E85_E85 | E85 3/ | 24.5379 | 24.8353 | 31.3934 | 30.5851 | 31.5403 | 32.1495 | 32.1212 | 32.9612 | 34.022 | 35.1642 | 36.3688 | 38.9593 | 40.278 | 41.3887 | 43.2189 | 44.8469 | 47.3858 | 48.2593 | 49.5934 | 52.1414 | 54.896 | 57.4744 | 59.2843 | 63.2851 | 65.5274 | 67.7809 | 70.1515 | 72.73 | 80.5525 | 84.6477 | 86.846 | 89.5858 | 4.266%
PRC000:nom_Avg_MotorGas | Motor Gasoline 4/ | 22.1524 | 22.4761 | 23.0589 | 23.6469 | 24.1299 | 24.3578 | 25.1981 | 26.0077 | 26.9551 | 27.7415 | 28.7783 | 30.3614 | 31.2648 | 32.2411 | 33.5417 | 34.8196 | 35.9495 | 37.1797 | 38.1231 | 39.4033 | 40.8249 | 41.8869 | 43.142 | 44.8126 | 46.2154 | 47.6631 | 49.4161 | 50.7481 | 52.8784 | 54.8083 | 56.6589 | 58.474 | 3.181%
PRC000:nom_Avg_JetFuel | Jet Fuel 5/ | 14.641 | 14.8019 | 15.1878 | 15.7924 | 16.294 | 17.114 | 17.5857 | 18.5361 | 19.0146 | 20.0589 | 20.8045 | 21.6 | 22.5497 | 23.2862 | 24.3508 | 25.2824 | 26.2234 | 27.162 | 28.1299 | 29.0772 | 30.1649 | 30.9865 | 32.1052 | 33.4909 | 34.6174 | 35.8404 | 37.4549 | 38.4414 | 40.1725 | 41.8308 | 43.3647 | 44.6148 | 3.66%
PRC000:nom_Avg_Distilla | Distillate Fuel Oil | 22.056 | 21.853 | 22.3647 | 23.1429 | 23.7035 | 24.5394 | 25.0933 | 26.1541 | 26.8383 | 27.9082 | 28.8366 | 29.9894 | 31.0157 | 31.9272 | 33.153 | 34.1462 | 35.2087 | 36.3479 | 37.3978 | 38.5533 | 39.7665 | 40.6579 | 41.8626 | 43.4622 | 44.7436 | 46.1369 | 47.8974 | 49.0629 | 50.7416 | 52.4572 | 54.0948 | 55.7327 | 3.035%
PRC000:nom_Avg_Residual | Residual Fuel Oil | 9.7503 | 10.4411 | 10.781 | 10.9462 | 10.1212 | 10.7704 | 11.3865 | 12.3386 | 13.543 | 14.2722 | 15.0001 | 14.7382 | 15.382 | 15.82 | 16.5259 | 17.0701 | 18.3576 | 19.3803 | 19.9738 | 21.2122 | 21.9674 | 22.7799 | 23.4871 | 24.1187 | 25.6404 | 26.6441 | 27.2979 | 29.0406 | 30.246 | 31.3882 | 32.5618 | 32.4946 | 3.959%
PRC000:nom_Avg_NaturalG | Natural Gas | 5.0317 | 4.8769 | 5.0882 | 5.2002 | 5.3658 | 5.6135 | 5.9933 | 6.3744 | 6.7076 | 6.9673 | 7.1486 | 7.3609 | 7.472 | 7.6518 | 7.9131 | 8.1245 | 8.298 | 8.466 | 8.7028 | 8.9262 | 9.1329 | 9.3321 | 9.5459 | 9.7883 | 10.0323 | 10.2963 | 10.5817 | 10.9055 | 11.252 | 11.5696 | 11.8992 | 12.2826 | 2.921%
PRC000:nom_Avg_Metallug | Metallurgical Coal | 4.1353 | 3.8059 | 3.6485 | 3.5663 | 3.5561 | 3.6397 | 3.7275 | 3.82 | 3.9463 | 4.0756 | 4.2238 | 4.3646 | 4.5134 | 4.6636 | 4.8128 | 4.9708 | 5.1272 | 5.2856 | 5.4529 | 5.6212 | 5.8024 | 5.9825 | 6.1849 | 6.3878 | 6.6032 | 6.8187 | 7.0482 | 7.2821 | 7.5347 | 7.7932 | 8.0685 | 8.3435 | 2.29%
PRC000:nom_Avg_Coal | Other Coal | 2.0818 | 2.1421 | 2.1679 | 2.1968 | 2.2325 | 2.279 | 2.3181 | 2.3787 | 2.4531 | 2.4926 | 2.5548 | 2.6128 | 2.6702 | 2.7256 | 2.7937 | 2.8559 | 2.9111 | 2.9763 | 3.0506 | 3.116 | 3.1851 | 3.2472 | 3.3223 | 3.4034 | 3.4858 | 3.5685 | 3.6591 | 3.7417 | 3.837 | 3.9318 | 4.0274 | 4.1261 | 2.231%
PRC000:nom_Avg_CoaltoLi | Coal to Liquids | - - | - - | - - | - - | - - | - - | - - | - - | - - | - - | - - | - - | - - | - - | - - | - - | - - | - - | - - | - - | - - | - - | - - | - - | - - | - - | - - | - - | - - | - - | - - | - - | - -
PRC000:nom_Avg_Electric | Electricity | 30.4544 | 30.662 | 31.2077 | 31.9094 | 32.6921 | 33.648 | 34.8744 | 36.0962 | 37.1526 | 37.8937 | 38.5713 | 39.3957 | 40.122 | 40.8238 | 41.8698 | 42.8121 | 43.4947 | 44.3165 | 45.151 | 46.2361 | 47.1301 | 47.9284 | 48.9288 | 49.9243 | 50.9099 | 52.075 | 53.193 | 54.2981 | 55.6231 | 56.8456 | 57.9944 | 59.2398 | 2.169%
Non-Renewable Energy Expenditures by Sector
(billion nominal dollars)
PRC000:nom_Residential | Residential | 254.5778 | 250.9735 | 261.606 | 268.0797 | 275.1397 | 283.5112 | 293.3534 | 304.1263 | 313.8907 | 322.3338 | 330.4648 | 340.535 | 348.5879 | 357.2705 | 368.5892 | 379.3521 | 388.6852 | 399.0077 | 410.1125 | 422.5971 | 434.1261 | 445.2662 | 458.0009 | 470.9351 | 484.3253 | 499.0111 | 514.1967 | 529.4868 | 546.735 | 563.5784 | 580.4319 | 597.9545 | 2.793%
PRC000:nom_Commercial | Commercial | 188.9645 | 188.4929 | 195.3345 | 201.5571 | 207.1879 | 213.9767 | 222.7732 | 231.2877 | 238.8604 | 244.8896 | 250.7003 | 258.4973 | 264.4332 | 270.4268 | 279.429 | 287.4366 | 294.1065 | 301.6883 | 309.7032 | 319.5635 | 328.4149 | 336.2 | 346.054 | 356.4952 | 366.5468 | 378.2713 | 390.3229 | 402.2448 | 416.7484 | 430.6229 | 444.6976 | 459.7626 | 2.91%
PRC000:nom_Industrial | Industrial 1/ | 185.4227 | 182.7334 | 191.7098 | 204.0498 | 214.4668 | 226.7328 | 241.524 | 258.3341 | 271.2191 | 283.7332 | 295.2163 | 305.0184 | 315.2802 | 326.6522 | 341.1534 | 355.5393 | 369.3867 | 383.6279 | 398.8903 | 415.15 | 430.6061 | 446.5081 | 464.2293 | 485.1811 | 504.4828 | 525.3217 | 548.134 | 569.8036 | 596.4954 | 623.4336 | 650.8127 | 676.9169 | 4.266%
PRC000:nom_TransNonRenw | Transportation | 573.6005 | 582.2487 | 593.5995 | 605.6062 | 611.6548 | 617.3225 | 629.0311 | 646.5248 | 661.8773 | 679.7498 | 699.1355 | 728.2889 | 748.1547 | 767.0693 | 794.4004 | 819.6271 | 843.3459 | 869.4731 | 891.4736 | 919.5877 | 950.7238 | 975.7032 | 1006.9749 | 1048.2671 | 1084.4747 | 1123.0378 | 1170.2089 | 1206.7788 | 1261.4434 | 1313.6743 | 1364.5414 | 1413.7896 | 2.953%
PRC000:nom_TotalNon-Ren | Total Non-Renewable Expenditures | 1202.5654 | 1204.4484 | 1242.2498 | 1279.2927 | 1308.4492 | 1341.5433 | 1386.6816 | 1440.2728 | 1485.8475 | 1530.7064 | 1575.5168 | 1632.3396 | 1676.4559 | 1721.4189 | 1783.5719 | 1841.9552 | 1895.5245 | 1953.7969 | 2010.1796 | 2076.8982 | 2143.8708 | 2203.6777 | 2275.2593 | 2360.8787 | 2439.8296 | 2525.6421 | 2622.8625 | 2708.3142 | 2821.4216 | 2931.3093 | 3040.4836 | 3148.4238 | 3.153%
PRC000:nom_TransRenewEx | Transportation Renewable Expenditures | 0.36689 | 0.47897 | 0.6449 | 0.74914 | 0.73199 | 0.731 | 0.78213 | 0.80924 | 0.81959 | 0.80924 | 0.81655 | 0.96861 | 0.94682 | 0.95913 | 0.97637 | 0.96091 | 0.9233 | 0.9617 | 0.97786 | 0.95396 | 0.90553 | 0.86564 | 0.88111 | 0.83456 | 0.83926 | 0.84387 | 0.85945 | 0.84977 | 0.66966 | 0.66701 | 0.83403 | 0.85566 | 2.769%
PRC000:nom_TotalExpendi | Total Expenditures | 1202.9324 | 1204.9274 | 1242.8948 | 1280.0419 | 1309.1812 | 1342.2742 | 1387.4639 | 1441.0823 | 1486.6671 | 1531.5157 | 1576.3334 | 1633.3084 | 1677.4027 | 1722.3779 | 1784.5483 | 1842.9159 | 1896.4478 | 1954.7587 | 2011.1576 | 2077.8523 | 2144.7764 | 2204.5432 | 2276.1401 | 2361.7131 | 2440.6687 | 2526.4861 | 2623.7219 | 2709.1636 | 2822.0916 | 2931.9761 | 3041.3176 | 3149.2793 | 3.153%
1/ Includes energy for combined heat and power plants that have a non-regulatory status, and small on-site generating systems.
2/ Excludes use for lease and plant fuel and fuel used for liquefaction in export facilities.
3/ E85 refers to a blend of 85 percent ethanol (renewable) and 15 percent motor gasoline (nonrenewable). To address cold starting issues,
the percentage of ethanol varies seasonally. The annual average ethanol content of 74 percent is used for these projections.
4/ Sales weighted-average price for all grades. Includes Federal, State, and local taxes.
5/ Kerosene-type jet fuel. Includes Federal and State taxes while excluding county and local taxes.
6/ Diesel fuel for on-road use. Includes Federal and State taxes while excluding county and local taxes.
7/ Natural gas used as fuel in motor vehicles, trains, and ships. Price includes estimated motor vehicle fuel taxes
and estimated dispensing costs or charges.
8/ Includes electricity-only and combined heat and power plants that have a regulatory status.
9/ Weighted averages of end-use fuel prices are derived from the prices shown in each sector and the corresponding sectoral consumption.
Btu = British thermal unit.
- - = Not applicable.
Sources: 2019: U.S. Energy Information Administration (EIA), Short-Term Energy Outlook, October 2019 and EIA, AEO2020 National
Energy Modeling System run ref2020.d112119a. Projections: EIA, AEO2020 National Energy Modeling System run ref2020.d112119a.

## Calculations (hidden)
Export Energy Bool | Is Net Exporter | Fraction of Transmission | Combined | Recalculated Fraction of Transmission
AK | 0 | 0 | 0 | 0
AL | 1 | 0.074652 | 0.074652 | 0.27951
AR | 1 | 0.056624 | 0.056624 | 0.21201
AZ | 1 | 0 | 0 | 0
CA | 0 | 0 | 0 | 0
CO | 0 | 0 | 0 | 0
CT | 1 | 0 | 0 | 0
DC | 0 | 0 | 0 | 0
DE | 0 | 0 | 0 | 0
FL | 0 | 0 | 0 | 0
GA | 0 | 0.039894 | 0 | 0
HI | 0 | 0 | 0 | 0
IA | 1 | 0 | 0 | 0
ID | 0 | 0 | 0 | 0
IL | 1 | 0 | 0 | 0
IN | 0 | 0 | 0 | 0
KS | 1 | 0 | 0 | 0
KY | 0 | 0.46193 | 0 | 0
LA | 0 | 0 | 0 | 0
MA | 0 | 0 | 0 | 0
MD | 0 | 0 | 0 | 0
ME | 1 | 0 | 0 | 0
MI | 1 | 0 | 0 | 0
MN | 0 | 0 | 0 | 0
MO | 0 | 0.024863 | 0 | 0
MS | 1 | 0.1358 | 0.1358 | 0.50847
MT | 1 | 0 | 0 | 0
NC | 0 | 0.1992 | 0 | 0
ND | 1 | 0 | 0 | 0
NE | 1 | 0 | 0 | 0
NH | 1 | 0 | 0 | 0
NJ | 0 | 0 | 0 | 0
NM | 1 | 0 | 0 | 0
NV | 0 | 0 | 0 | 0
NY | 0 | 0 | 0 | 0
OH | 0 | 0 | 0 | 0
OK | 1 | 0 | 0 | 0
OR | 1 | 0 | 0 | 0
PA | 1 | 0 | 0 | 0
RI | 1 | 0 | 0 | 0
SC | 1 | 0 | 0 | 0
SD | 0 | 0 | 0 | 0
TN | 0 | 0 | 0 | 0
TX | 0 | 0 | 0 | 0
UT | 1 | 0 | 0 | 0
VA | 0 | 0.0070388 | 0 | 0
VT | 1 | 0 | 0 | 0
WA | 1 | 0 | 0 | 0
WI | 0 | 0 | 0 | 0
WV | 1 | 0 | 0 | 0
WY | 1 | 0 | 0 | 0
Total | 25 | 1 | 0.26708 | 1
Weighted resource mix (fraction) of imports (from second table in ReEDs Generation Data tab starting on line 728)
(interstate)
| 2019 | 2020 | 2021 | 2022 | 2023 | 2024 | 2025 | 2026 | 2027 | 2028 | 2029 | 2030
hard coal | 0.17233 | 0.14721 | 0.16815 | 0.19095 | 0.22957 | 0.27449 | 0.27174 | 0.27079 | 0.27007 | 0.26938 | 0.27143 | 0.27348
natural gas nonpeaker | 0.55075 | 0.56137 | 0.53151 | 0.4988 | 0.43921 | 0.36999 | 0.3739 | 0.37472 | 0.37117 | 0.36745 | 0.36466 | 0.36186
nuclear | 0.24492 | 0.25804 | 0.26612 | 0.27513 | 0.2936 | 0.31507 | 0.31418 | 0.31437 | 0.31698 | 0.3197 | 0.31891 | 0.31814
hydro | 0.025866 | 0.026921 | 0.02718 | 0.027452 | 0.028783 | 0.030261 | 0.02952 | 0.028971 | 0.028929 | 0.028888 | 0.028975 | 0.029063
onshore wind | 0 | 0 | 0 | 0 | 0 | 0 | 0 | 0 | 0 | 0 | 0 | 0
solar PV | 0.0049119 | 0.0052712 | 0.0058266 | 0.00643 | 0.0075726 | 0.008895 | 0.0093779 | 0.0098606 | 0.01156 | 0.013277 | 0.01472 | 0.016157
solar thermal | 0 | 0 | 0 | 0 | 0 | 0 | 0 | 0 | 0 | 0 | 0 | 0
biomass | 0 | 0 | 0 | 0 | 0 | 0 | 0 | 0 | 0 | 0 | 0 | 0
geothermal | 0 | 0 | 0 | 0 | 0 | 0 | 0 | 0 | 0 | 0 | 0 | 0
petroleum | 0 | 0 | 0 | 0 | 0 | 0 | 0 | 0 | 0 | 0 | 0 | 0
natural gas peaker | 0.00094072 | 0.00089625 | 0.0009161 | 0.00093815 | 0.00093822 | 0.00094062 | 0.00094511 | 0.00095188 | 0.00096334 | 0.00097526 | 0.00097104 | 0.0009669
lignite | 0 | 0 | 0 | 0 | 0 | 0 | 0 | 0 | 0 | 0 | 0 | 0
offshore wind | 0 | 0 | 0 | 0 | 0 | 0 | 0 | 0 | 0 | 0 | 0 | 0
crude oil | 0.00027803 | 0.00028989 | 0.00029827 | 0.00030742 | 0.00032772 | 0.00035113 | 0.0003384 | 0.00032831 | 0.00032997 | 0.00033172 | 0.00033192 | 0.00033215
heavy or residual fuel oil | 0 | 0 | 0 | 0 | 0 | 0 | 0 | 0 | 0 | 0 | 0 | 0
municipal solid waste | 0 | 0 | 0 | 0 | 0 | 0 | 0 | 0 | 0 | 0 | 0 | 0
Resource Mix Canada Future 2019
https://apps.cer-rec.gc.ca/ftrppndc/dflt.aspx?GoCTemplateCulture=en-CA
Canada | [22 empty] | Hold 2040 values steady
_ | 2019 | 2020 | 2021 | 2022 | 2023 | 2024 | 2025 | 2026 | 2027 | 2028 | 2029 | 2030 | 2031 | 2032 | 2033 | 2034 | 2035 | 2036 | 2037 | 2038 | 2039 | 2040 | 2041 | 2042 | 2043 | 2044 | 2045 | 2046 | 2047 | 2048 | 2049 | 2050
hydro | 397933.3 | 402627.2 | 408801.2 | 409104.9 | 409803.2 | 410410.8 | 415998.7 | 417027.6 | 424774.2 | 427278.4 | 432402.2 | 434464.9 | 437672.3 | 438074.2 | 438437.4 | 438229.7 | 437668.5 | 437068 | 437554.4 | 438049.3 | 438791.5 | 439408.5 | 439408.5 | 439408.5 | 439408.5 | 439408.5 | 439408.5 | 439408.5 | 439408.5 | 439408.5 | 439408.5 | 439408.5
Wind | 30520.06 | 31855.51 | 32503.92 | 36151.39 | 36299.56 | 36956.64 | 41191.91 | 43848.38 | 46871.49 | 49945.48 | 51685.59 | 57191.45 | 58110.04 | 58796.07 | 61569.39 | 62253.34 | 63608.11 | 64330.39 | 64818.48 | 66112.57 | 67083.31 | 68042.43 | 68042.43 | 68042.43 | 68042.43 | 68042.43 | 68042.43 | 68042.43 | 68042.43 | 68042.43 | 68042.43 | 68042.43
Biomass / Geothermal | 7501.38 | 8416.9 | 8693.23 | 8864.01 | 9500.18 | 9533.98 | 9682.53 | 9860.18 | 10061.85 | 10519.88 | 10259.3 | 10352.93 | 10396.97 | 10404.99 | 10735.39 | 10321.26 | 10162.38 | 10170.37 | 10180.67 | 10255.15 | 10271.57 | 10278.23 | 10278.23 | 10278.23 | 10278.23 | 10278.23 | 10278.23 | 10278.23 | 10278.23 | 10278.23 | 10278.23 | 10278.23
Solar | 3315.54 | 3388.2 | 3682.47 | 4440.24 | 4478.79 | 4590.14 | 4808.51 | 4912.05 | 4997.52 | 5098.73 | 5157.59 | 5305.96 | 5365.09 | 5495.42 | 5555.94 | 5714.31 | 5986.34 | 6226.28 | 6413.99 | 6513.83 | 6685.86 | 6899.39 | 6899.39 | 6899.39 | 6899.39 | 6899.39 | 6899.39 | 6899.39 | 6899.39 | 6899.39 | 6899.39 | 6899.39
Uranium | 95084.66 | 90006.13 | 90856.79 | 76402.88 | 71968.66 | 77688.93 | 62446.98 | 69408.98 | 69431.32 | 75685.96 | 69565.34 | 75819.98 | 69699.37 | 75954.01 | 75954.01 | 82208.65 | 82208.65 | 81960.56 | 82173.16 | 82208.65 | 82208.65 | 82208.65 | 82208.65 | 82208.65 | 82208.65 | 82208.65 | 82208.65 | 82208.65 | 82208.65 | 82208.65 | 82208.65 | 82208.65
Coal & Coke | 53846.08 | 47786.27 | 40776.63 | 27786.16 | 25337.82 | 22069.36 | 23150.15 | 22468.65 | 22169.24 | 13040.36 | 3043.49 | 3218.76 | 3270.25 | 2176.8 | 2288.55 | 1779.81 | 1698.25 | 1748.18 | 1540.44 | 1544.78 | 1320.41 | 1383.67 | 1383.67 | 1383.67 | 1383.67 | 1383.67 | 1383.67 | 1383.67 | 1383.67 | 1383.67 | 1383.67 | 1383.67
Natural Gas | 60062.22 | 69594.17 | 70017.75 | 83907.92 | 89613.4 | 92019.16 | 98143.27 | 95179.87 | 93903.77 | 102719.9 | 115328.2 | 111588.5 | 116807.5 | 116470 | 115858.1 | 116055.2 | 118823.8 | 121006.5 | 122821.1 | 124353.6 | 125902.4 | 126905.8 | 126905.8 | 126905.8 | 126905.8 | 126905.8 | 126905.8 | 126905.8 | 126905.8 | 126905.8 | 126905.8 | 126905.8
Oil | 2481.75 | 2090.11 | 2284.62 | 2243.79 | 2147.31 | 2053.78 | 2093.09 | 2145.71 | 2093.9 | 1945.04 | 1903.21 | 1867.16 | 1915.12 | 1904.6 | 1934.41 | 1751.45 | 1606.78 | 1616.69 | 1621.84 | 1642.52 | 1652.26 | 1690.29 | 1690.29 | 1690.29 | 1690.29 | 1690.29 | 1690.29 | 1690.29 | 1690.29 | 1690.29 | 1690.29 | 1690.29
Total | 650744.99 | 655764.49 | 657616.61 | 648901.29 | 649148.92 | 655322.79 | 657515.14 | 664851.42 | 674303.29 | 686233.75 | 689344.92 | 699809.64 | 703236.64 | 709276.09 | 712333.19 | 718313.72 | 721762.81 | 724126.97 | 727124.08 | 730680.4 | 733915.96 | 736816.96 | 736816.96 | 736816.96 | 736816.96 | 736816.96 | 736816.96 | 736816.96 | 736816.96 | 736816.96 | 736816.96 | 736816.96
Resource Fraction Canada |  | Note: biomass/geothermal evenly apportioned; All oil attributed to petroleum
hard coal | 0.082745 | 0.072871 | 0.062007 | 0.04282 | 0.039032 | 0.033677 | 0.035209 | 0.033795 | 0.032877 | 0.019003 | 0.004415 | 0.0045995 | 0.0046503 | 0.003069 | 0.0032128 | 0.0024778 | 0.0023529 | 0.0024142 | 0.0021185 | 0.0021142 | 0.0017991 | 0.0018779 | 0.0018779 | 0.0018779 | 0.0018779 | 0.0018779 | 0.0018779 | 0.0018779 | 0.0018779 | 0.0018779 | 0.0018779 | 0.0018779
natural gas nonpeaker | 0.092298 | 0.10613 | 0.10647 | 0.12931 | 0.13805 | 0.14042 | 0.14926 | 0.14316 | 0.13926 | 0.14969 | 0.1673 | 0.15946 | 0.1661 | 0.16421 | 0.16265 | 0.16157 | 0.16463 | 0.16711 | 0.16891 | 0.17019 | 0.17155 | 0.17224 | 0.17224 | 0.17224 | 0.17224 | 0.17224 | 0.17224 | 0.17224 | 0.17224 | 0.17224 | 0.17224 | 0.17224
nuclear | 0.14612 | 0.13725 | 0.13816 | 0.11774 | 0.11087 | 0.11855 | 0.094974 | 0.1044 | 0.10297 | 0.11029 | 0.10092 | 0.10834 | 0.099112 | 0.10709 | 0.10663 | 0.11445 | 0.1139 | 0.11319 | 0.11301 | 0.11251 | 0.11201 | 0.11157 | 0.11157 | 0.11157 | 0.11157 | 0.11157 | 0.11157 | 0.11157 | 0.11157 | 0.11157 | 0.11157 | 0.11157
hydro | 0.6115 | 0.61398 | 0.62164 | 0.63046 | 0.63129 | 0.62627 | 0.63268 | 0.62725 | 0.62995 | 0.62264 | 0.62727 | 0.62083 | 0.62237 | 0.61764 | 0.61549 | 0.61008 | 0.60639 | 0.60358 | 0.60176 | 0.59951 | 0.59788 | 0.59636 | 0.59636 | 0.59636 | 0.59636 | 0.59636 | 0.59636 | 0.59636 | 0.59636 | 0.59636 | 0.59636 | 0.59636
onshore wind | 0.0469 | 0.048578 | 0.049427 | 0.055712 | 0.055919 | 0.056395 | 0.062648 | 0.065952 | 0.069511 | 0.072782 | 0.074978 | 0.081724 | 0.082632 | 0.082896 | 0.086433 | 0.086666 | 0.088129 | 0.088839 | 0.089144 | 0.090481 | 0.091405 | 0.092346 | 0.092346 | 0.092346 | 0.092346 | 0.092346 | 0.092346 | 0.092346 | 0.092346 | 0.092346 | 0.092346 | 0.092346
solar PV | 0.005095 | 0.0051668 | 0.0055997 | 0.0068427 | 0.0068995 | 0.0070044 | 0.0073132 | 0.0073882 | 0.0074114 | 0.00743 | 0.0074819 | 0.007582 | 0.0076291 | 0.0077479 | 0.0077996 | 0.0079552 | 0.0082941 | 0.0085983 | 0.008821 | 0.0089147 | 0.0091098 | 0.0093638 | 0.0093638 | 0.0093638 | 0.0093638 | 0.0093638 | 0.0093638 | 0.0093638 | 0.0093638 | 0.0093638 | 0.0093638 | 0.0093638 | 0
solar thermal | 0 | 0 | 0 | 0 | 0 | 0 | 0 | 0 | 0 | 0 | 0 | 0 | 0 | 0 | 0 | 0 | 0 | 0 | 0 | 0 | 0 | 0 | 0 | 0 | 0 | 0 | 0 | 0 | 0 | 0 | 0 | 0
biomass | 0.0057637 | 0.0064176 | 0.0066096 | 0.00683 | 0.0073174 | 0.0072743 | 0.007363 | 0.0074153 | 0.0074609 | 0.0076649 | 0.0074413 | 0.007397 | 0.0073922 | 0.0073349 | 0.0075354 | 0.0071844 | 0.00704 | 0.0070225 | 0.0070006 | 0.0070175 | 0.0069978 | 0.0069748 | 0.0069748 | 0.0069748 | 0.0069748 | 0.0069748 | 0.0069748 | 0.0069748 | 0.0069748 | 0.0069748 | 0.0069748 | 0.0069748
geothermal | 0.0057637 | 0.0064176 | 0.0066096 | 0.00683 | 0.0073174 | 0.0072743 | 0.007363 | 0.0074153 | 0.0074609 | 0.0076649 | 0.0074413 | 0.007397 | 0.0073922 | 0.0073349 | 0.0075354 | 0.0071844 | 0.00704 | 0.0070225 | 0.0070006 | 0.0070175 | 0.0069978 | 0.0069748 | 0.0069748 | 0.0069748 | 0.0069748 | 0.0069748 | 0.0069748 | 0.0069748 | 0.0069748 | 0.0069748 | 0.0069748 | 0.0069748
petroleum | 0.0038137 | 0.0031873 | 0.0034741 | 0.0034578 | 0.0033079 | 0.003134 | 0.0031833 | 0.0032274 | 0.0031053 | 0.0028344 | 0.0027609 | 0.0026681 | 0.0027233 | 0.0026853 | 0.0027156 | 0.0024383 | 0.0022262 | 0.0022326 | 0.0022305 | 0.0022479 | 0.0022513 | 0.002294 | 0.002294 | 0.002294 | 0.002294 | 0.002294 | 0.002294 | 0.002294 | 0.002294 | 0.002294 | 0.002294 | 0.002294
natural gas peaker | 0 | 0 | 0 | 0 | 0 | 0 | 0 | 0 | 0 | 0 | 0 | 0 | 0 | 0 | 0 | 0 | 0 | 0 | 0 | 0 | 0 | 0 | 0 | 0 | 0 | 0 | 0 | 0 | 0 | 0 | 0 | 0
lignite | 0 | 0 | 0 | 0 | 0 | 0 | 0 | 0 | 0 | 0 | 0 | 0 | 0 | 0 | 0 | 0 | 0 | 0 | 0 | 0 | 0 | 0 | 0 | 0 | 0 | 0 | 0 | 0 | 0 | 0 | 0 | 0
offshore wind | 0 | 0 | 0 | 0 | 0 | 0 | 0 | 0 | 0 | 0 | 0 | 0 | 0 | 0 | 0 | 0 | 0 | 0 | 0 | 0 | 0 | 0 | 0 | 0 | 0 | 0 | 0 | 0 | 0 | 0 | 0 | 0
crude oil | 0 | 0 | 0 | 0 | 0 | 0 | 0 | 0 | 0 | 0 | 0 | 0 | 0 | 0 | 0 | 0 | 0 | 0 | 0 | 0 | 0 | 0 | 0 | 0 | 0 | 0 | 0 | 0 | 0 | 0 | 0 | 0
heavy or residual fuel oil | 0 | 0 | 0 | 0 | 0 | 0 | 0 | 0 | 0 | 0 | 0 | 0 | 0 | 0 | 0 | 0 | 0 | 0 | 0 | 0 | 0 | 0 | 0 | 0 | 0 | 0 | 0 | 0 | 0 | 0 | 0 | 0
municipal solid waste | 0 | 0 | 0 | 0 | 0 | 0 | 0 | 0 | 0 | 0 | 0 | 0 | 0 | 0 | 0 | 0 | 0 | 0 | 0 | 0 | 0 | 0 | 0 | 0 | 0 | 0 | 0 | 0 | 0 | 0 | 0 | 0
Find the resource mix of Mexico: attribute "other renewables" to geothermal; split thermal generation between petroleum and natural gas
https://www-pub.iaea.org/MTCD/Publications/PDF/cnpp2018/countryprofiles/Mexico/Mexico.htm
Resource Fraction Mexico | 2015
hard coal | 0.08
natural gas nonpeaker | 0.36
nuclear | 0.04
hydro | 0.1
onshore wind | 0.03
solar PV | 0
solar thermal | 0
biomass | 0
geothermal | 0.03
petroleum | 0.36
natural gas peaker | 0
lignite | 0
offshore wind | 0
crude oil | 0
heavy or residual fuel oil | 0
municipal solid waste | 0
1

## EIA_State Elec Profiles
Table 10. Supply and disposition of electricity, 1990 through 2021
Alabama
Alabama | megawatthours
Alabama | Category | Year 2021 | Year 2020 | Year 2019 | Year 2018 | Year 2017 | Year 2016 | Year 2015 | Year 2014 | Year 2013 | Year 2012 | Year 2011 | Year 2010 | Year 2009 | Year 2008 | Year 2007 | Year 2006 | Year 2005 | Year 2004 | Year 2003 | Year 2002 | Year 2001 | Year 2000 | Year 1999 | Year 1998 | Year 1997 | Year 1996 | Year 1995 | Year 1994 | Year 1993 | Year 1992 | Year 1991 | Year 1990
Alabama | Supply
Alabama | Generation
Alabama | ..Electric utilities | 106804340 | 102357230 | 102180494 | 102665414 | 101709381 | 97991203 | 107868476 | 112340555 | 115027021 | 108425247 | 118834736 | 122766490 | 118781555 | 128054895 | 124273167 | 124365180 | 126303893 | 124554606 | 126845720 | 123739223 | 118744284 | 118037076 | 113908581 | 113393840 | 113683627 | 115093211 | 99589284 | 95171057 | 94123557 | 90792233 | 85050801 | 76231696
Alabama | ..Independent power producers | 26941613 | 27553362 | 32439211 | 32906202 | 29571872 | 35632171 | 35059831 | 29036222 | 27383743 | 35812766 | 29424158 | 20923024 | 15302426 | 10683147 | 9201656 | 7103396 | 4821000 | 6127041 | 4064709 | 2357413 | 44733 | 42291 | 48901 | 4410 | 4852 | 5847 | 7278 | 15314 | 10989 | 25233 | 25233 | 27936
Alabama | ..Combined heat and power, electric | 4031284 | 2848326 | 3157136 | 4864301 | 4245625 | 4506703 | 5332204 | 4125833 | 4014623 | 4393369 | 3773959 | 4243149 | 4605863 | 2569428 | 5705071 | 4683179 | 2173642 | 1445678 | 1310750 | 1458857 | 698013 | 549830 | 746941 | 842095 | 683325 | 670529 | 647195 | 692589 | 787844 | 778496 | 786954 | 665814
Alabama | Electric power sector generation subtotal | 137777237 | 132758918 | 137776841 | 140435917 | 135526878 | 138130077 | 148260511 | 145502610 | 146425387 | 148631382 | 152032853 | 147932663 | 138689844 | 141307470 | 139179894 | 136151755 | 133298535 | 132127325 | 132221179 | 127555493 | 119487030 | 118629197 | 114704423 | 114240345 | 114371803 | 115769588 | 100243757 | 95878960 | 94922390 | 91595962 | 85862988 | 76925446
Alabama | ..Combined heat and power, commercial | 0 | 0 | 0 | 0 | 0 | 0 | 0 | 0 | 0 | 0 | 0 | 0 | 0 | 0 | 0 | 0 | 0 | 0 | 0 | 0 | 0 | 0 | 0 | 0 | 0 | 0 | 0 | 0 | 0 | 0 | 0 | 0
Alabama | ..Combined heat and power, industrial | 4956093 | 4788458 | 4902592 | 4622077 | 4437372 | 4255021 | 4216916 | 3837837 | 4147537 | 4247306 | 4306357 | 4217849 | 4565712 | 4562425 | 4646377 | 4743686 | 4650046 | 5227446 | 5266043 | 5365177 | 5858092 | 5776146 | 5953085 | 5621779 | 5170528 | 5703321 | 4945610 | 4885299 | 4414607 | 3638459 | 2923624 | 2726687
Alabama | Industrial and commercial generation subtotal | 4956093 | 4788458 | 4902592 | 4622077 | 4437372 | 4255021 | 4216916 | 3837837 | 4147537 | 4247306 | 4306357 | 4217849 | 4565712 | 4562425 | 4646377 | 4743686 | 4650046 | 5227446 | 5266043 | 5365177 | 5858092 | 5776146 | 5953085 | 5621779 | 5170528 | 5703321 | 4945610 | 4885299 | 4414607 | 3638459 | 2923624 | 2726687
Alabama | Total net generation | 142733330 | 137547377 | 142679433 | 145057994 | 139964250 | 142385098 | 152477427 | 149340447 | 150572924 | 152878688 | 156339210 | 152150512 | 143255556 | 145869895 | 143826271 | 140895441 | 137948581 | 137354771 | 137487222 | 132920670 | 125345122 | 124405343 | 120657508 | 119862125 | 119542331 | 121472909 | 105189368 | 100764259 | 99336997 | 95234421 | 88786611 | 79652133
Alabama | Total international imports | 0 | 0 | 0 | 0 | 0 | 0 | 0 | 0 | 0 | 0 | 0 | 0 | 0 | 0 | 0 | 0 | 0 | 0 | 0 | 0 | 0 | 0 | 0 | 0 | 0 | 0 | 0 | 0 | 0 | 0 | 0 | 0
Alabama | Net interstate imports | 0 | 0 | 0 | 0 | 0 | 0 | 0 | 0 | 0 | 0 | 0 | 0 | 0 | 0 | 0 | 0 | 0 | 0 | 0 | 0 | 0 | 0 | 0 | 0 | 0 | 0 | 0 | 0 | 0 | 0 | 0 | 0
Alabama | Total supply | 142733330 | 137547377 | 142679433 | 145057994 | 139964250 | 142385098 | 152477427 | 149340447 | 150572924 | 152878688 | 156339210 | 152150512 | 143255556 | 145869895 | 143826271 | 140895441 | 137948581 | 137354771 | 137487222 | 132920670 | 125345122 | 124405343 | 120657508 | 119862125 | 119542331 | 121472909 | 105189368 | 100764259 | 99336997 | 95234421 | 88786611 | 79652133
Alabama | Disposition
Alabama | Sales to ultimate customers
Alabama | ..Full service providers | 85567957 | 83378325 | 88076945 | 90262480 | 86240854 | 88225141 | 88845543 | 90493727 | 87852107 | 86182548 | 88536501 | 90862645 | 82427315 | 89281681 | 91828464 | 90677695 | 89201620 | 86870519 | 83844220 | 83067078 | 79358258 | 83524220 | 80401079 | 79173033 | 74553869 | 73104419 | 70006764 | 67580676 | 65057675 | 62166661 | 61227325 | 59925613
Alabama | ..Energy-only providers | 0 | 0 | 0 | 0 | 0 | 0 | 0 | 0 | 0 | 0 | 0 | 0 | 0 | 0 | 0 | 0 | 0 | 0 | 0 | 0 | 0 | 0 | 0 | 0 | 0 | 0 | 0 | 0 | 0 | 0 | 0 | 0
Alabama | ..Facility direct sales | 17209 | 17280 | 18167 | 17976 | 876 | 0 | 0 | 0 | 0 | 0 | 458868 | 0 | 417287 | 425598 | 0 | 0 | 0 | 0 | 0 | 0 | 0 | 0 | 0 | 0 | 0 | 0 | 0 | 0 | 0 | 0 | 0 | 0
Alabama | Total electric industry sales | 85585166 | 83395605 | 88095112 | 90280456 | 86241730 | 88225141 | 88845543 | 90493727 | 87852107 | 86182548 | 88995369 | 90862645 | 82844602 | 89707279 | 91828464 | 90677695 | 89201620 | 86870519 | 83844220 | 83067078 | 79358258 | 83524220 | 80401079 | 79173033 | 74553869 | 73104419 | 70006764 | 67580676 | 65057675 | 62166661 | 61227325 | 59925613
Alabama | Direct use | 5344337 | 5110676 | 5159502 | 5037015 | 4928261 | 4586964 | 4551804 | 5000379 | 4608062 | 5286916 | 5157007 | 5007573 | 4827750 | 4726425 | 4620025 | 6209972 | 3540326 | 6487857 | 6481099 | 6399833 | 6263673 | 6277371 | 6668570 | 6441674 | 5827652 | 6339694 | 5553211 | 5524010 | 5174420 | 4379722 | 3667285 | 3379559
Alabama | Total international exports | 0 | 0 | 0 | 0 | 0 | 0 | 0 | 0 | 0 | 0 | 0 | 0 | 0 | 0 | 0 | 0 | 0 | 0 | 0 | 0 | 0 | 0 | 0 | 0 | 0 | 0 | 0 | 0 | 0 | 0 | 0 | 0
Alabama | Estimated losses | 4026481 | 4644657 | 4776859 | 4656454 | 4691415 | 4604565 | 4432118 | 4712003 | 4719383 | 4667126 | 5499347 | 5613291 | 5273674 | 5714398 | 5812051 | 5879439 | 5961856 | 6365524 | 6156524 | 6230830 | 6206090 | 6496787 | 6307636 | 5629812 | 5621134 | 5674489 | 5343282 | 5133856 | 5206804 | 4914509 | 4701328 | 4549600
Alabama | Unaccounted | 546608 | -125281 | 219933 | 564398 | 601020 | 1094734 | 1384712 | 1170058 | 1325273 | 1473752 | 563791 | 797298 | 746799 | 1171515 | 1463528 | 0 | 0 | 0 | 0 | 0 | 0 | 0 | 0 | 0 | 0 | 0 | 0 | 0 | 0 | 0 | 0 | 0
Alabama | Net interstate exports | 47230739 | 44521720 | 44428027 | 44519671 | 43501825 | 43873694 | 53263250 | 47964280 | 52068099 | 55268345 | 56123696 | 49869705 | 49562730 | 44550279 | 40102203 | 39995621 | 38526487 | 39822338 | 44129506 | 40454195 | 37513134 | 30759648 | 30252413 | 31423683 | 35978305 | 39351180 | 26383323 | 24963948 | 26034116 | 25273664 | 20206571 | 12515999
Alabama | Total disposition | 142733330 | 137547377 | 142679433 | 145057994 | 139964250 | 142385098 | 152477427 | 149340447 | 150572924 | 152878688 | 156339210 | 152150512 | 143255556 | 145869895 | 143826271 | 140895441 | 137948581 | 137354771 | 137487222 | 132920670 | 125345122 | 124405343 | 120657508 | 119862125 | 119542331 | 121472909 | 105189368 | 100764259 | 99336997 | 95234421 | 88786611 | 79652133
Alabama | Net interstate trade | 47230739 | 44521720 | 44428027 | 44519671 | 43501825 | 43873694 | 53263250 | 47964280 | 52068099 | 55268345 | 56123696 | 49869705 | 49562730 | 44550279 | 40102203 | 39995621 | 38526487 | 39822338 | 44129506 | 40454195 | 37513134 | 30759648 | 30252413 | 31423683 | 35978305 | 39351180 | 26383323 | 24963948 | 26034116 | 25273664 | 20206571 | 12515999
Alabama | Net trade index (ratio) | 1.49 | 1.48 | 1.45 | 1.44 | 1.45 | 1.45 | 1.54 | 1.47 | 1.53 | 1.57 | 1.56 | 1.49 | 1.53 | 1.44 | 1.39 | 1.4 | 1.39 | 1.41 | 1.47 | 1.44 | 1.43 | 1.33 | 1.33 | 1.36 | 1.43 | 1.48 | 1.33 | 1.33 | 1.36 | 1.36 | 1.29 | 1.19
Alabama | Facility Direct Sales are electricity sales from non utility power producers which reported electricity sales to an ultimate customer. Net Interstate Trade = Total Supply - (Total Electric Industry Sales + Direct Use + Total International Exports (if applies) + Estimated Losses). Net Trade Index is the sum of Total Supply / (Total Disposition - Net Interstate Trade). A negative Net Interstate Trade value indicates a net import of electric power. Notes: Totals may not equal sum of components because of independent rounding. Estimated Losses are reported at the utility level, and then allocated to States based on the utility`s salesto ultimate customers by State. Reported losses may include electricity unaccounted for by the utility. Direct use is commercial or industrial use of electricity that (1) is self-generated (2) is produced by either the same entity that consumes the power or an affiliate,and (3) is used in direct support of a service or industrial process located within the same facility or group of facilities that houses the generating equipment. Direct use is exclusive of station use. Beginning with publication year 2010, Total disposition has been reorganized to include Net Interstate Trade. Therefore, Total Disposition equals Total Supply. Sources: U.S. Energy Information Administration, Form EIA-923, Power Plant Operations Report and predecessor forms. U.S. Energy Information Administration,Form EIA-860, Annual Electric Generator Report. U.S. Energy Information Administration, Form EIA-861, Annual Electric Power Industry Report. Form EIA-111, Quarterly Imports and Exports Report.
Alaska
Alaska | megawatthours
Alaska | Category | Year 2021 | Year 2020 | Year 2019 | Year 2018 | Year 2017 | Year 2016 | Year 2015 | Year 2014 | Year 2013 | Year 2012 | Year 2011 | Year 2010 | Year 2009 | Year 2008 | Year 2007 | Year 2006 | Year 2005 | Year 2004 | Year 2003 | Year 2002 | Year 2001 | Year 2000 | Year 1999 | Year 1998 | Year 1997 | Year 1996 | Year 1995 | Year 1994 | Year 1993 | Year 1992 | Year 1991 | Year 1990
Alaska | Supply
Alaska | Generation
Alaska | ..Electric utilities | 5910717 | 5596841 | 5447446 | 5575087 | 5822931 | 5649381 | 5746428 | 5509991 | 5851727 | 6361802 | 6273844 | 6205050 | 6166762 | 6262148 | 6146078 | 6068520 | 5946148 | 5866420 | 5673462 | 5471990 | 5416191 | 4937687 | 4609315 | 4590270 | 5108003 | 4982268 | 4846922 | 4762116 | 4581047 | 4167054 | 4286431 | 4493024
Alaska | ..Independent power producers | 45413 | 53831 | 55971 | 56327 | 50322 | 60468 | 54562 | 52313 | 46384 | 18124 | 0 | 0 | 0 | 0 | 80133 | 0 | 0 | 0 | 0 | 0 | 0 | 0 | 0 | 0 | 0 | 0 | 0 | 0 | 0 | 0 | 0 | 0
Alaska | ..Combined heat and power, electric | 177115 | 188212 | 186691 | 177819 | 180906 | 191982 | 198296 | 191062 | 187843 | 201405 | 209150 | 204196 | 209379 | 177106 | 210155 | 187376 | 173942 | 182145 | 162478 | 243668 | 237307 | 223962 | 226975 | 211373 | 0 | 0 | 0 | 0 | 0 | 0 | 0 | 0
Alaska | Electric power sector generation subtotal | 6133245 | 5838884 | 5690108 | 5809233 | 6054159 | 5901831 | 5999286 | 5753366 | 6085954 | 6581331 | 6482994 | 6409246 | 6376141 | 6439254 | 6436366 | 6255896 | 6120090 | 6048565 | 5835940 | 5715658 | 5653498 | 5161649 | 4836290 | 4801643 | 5108003 | 4982268 | 4846922 | 4762116 | 4581047 | 4167054 | 4286431 | 4493024
Alaska | ..Combined heat and power, commercial | 352265 | 319885 | 264992 | 328028 | 335453 | 321729 | 164763 | 171906 | 300144 | 277858 | 275338 | 234386 | 216819 | 225098 | 237621 | 230541 | 245324 | 269105 | 229859 | 156311 | 153358 | 146670 | 152551 | 150828 | 225346 | 208927 | 229840 | 219421 | 211513 | 216258 | 204537 | 265533
Alaska | ..Combined heat and power, industrial | 110308 | 117672 | 115743 | 110098 | 107854 | 111473 | 120889 | 117558 | 110723 | 87230 | 112700 | 115944 | 109199 | 110483 | 147405 | 187760 | 211245 | 209047 | 272934 | 895356 | 936914 | 848205 | 813467 | 876375 | 821497 | 937696 | 949354 | 984978 | 928717 | 915112 | 898860 | 840950
Alaska | Industrial and commercial generation subtotal | 462573 | 437557 | 380735 | 438126 | 443307 | 433202 | 285652 | 289464 | 410868 | 365088 | 388039 | 350330 | 326019 | 335581 | 385025 | 418301 | 456569 | 478152 | 502793 | 1051667 | 1090272 | 994875 | 966017 | 1027202 | 1046843 | 1146624 | 1179194 | 1204399 | 1140231 | 1131370 | 1103397 | 1106482
Alaska | Total net generation | 6595818 | 6276441 | 6070843 | 6247359 | 6497466 | 6335034 | 6284937 | 6042830 | 6496822 | 6946419 | 6871033 | 6759576 | 6702159 | 6774834 | 6821392 | 6674197 | 6576659 | 6526717 | 6338732 | 6767325 | 6743770 | 6156525 | 5802307 | 5828845 | 6154846 | 6128892 | 6026116 | 5966515 | 5721278 | 5298424 | 5389828 | 5599506
Alaska | Total international imports | 0 | 0 | 0 | 630 | 786 | 215 | 0 | 0 | 680 | 1272 | 1137 | 1057 | 1208 | 1230 | 1301 | 1239 | 1303 | 1180 | 1159 | 940 | 1238 | 1247 | 1412 | 992 | 1629 | 1185 | 1102 | 1309 | 1322 | 530 | 663 | 909
Alaska | Net interstate imports | 0 | 0 | 0 | 0 | 0 | 0 | 0 | 0 | 0 | 0 | 0 | 0 | 0 | 0 | 0 | 0 | 0 | 0 | 0 | 0 | 0 | 0 | 0 | 0 | 0 | 0 | 0 | 0 | 0 | 0 | 0 | 0
Alaska | Total supply | 6595818 | 6276441 | 6070843 | 6247989 | 6498252 | 6335249 | 6284937 | 6042830 | 6497502 | 6947691 | 6872170 | 6760633 | 6703367 | 6776064 | 6822693 | 6675436 | 6577962 | 6527897 | 6339891 | 6768265 | 6745008 | 6157772 | 5803719 | 5829837 | 6156475 | 6130077 | 6027218 | 5967824 | 5722600 | 5298954 | 5390491 | 5600415
Alaska | Disposition
Alaska | Sales to ultimate customers
Alaska | ..Full service providers | 5969339 | 5917577 | 5818805 | 5972467 | 6185799 | 6123202 | 6159204 | 6164812 | 6268212 | 6416411 | 6319540 | 6247038 | 6270171 | 6325944 | 6326610 | 6182291 | 5912571 | 5788484 | 5563682 | 5465489 | 5454080 | 5309970 | 5292615 | 5094584 | 4840529 | 4779562 | 4631830 | 4533379 | 4374627 | 4338934 | 4255713 | 4253840
Alaska | ..Energy-only providers | 0 | 0 | 0 | 0 | 0 | 0 | 0 | 0 | 0 | 0 | 0 | 0 | 0 | 0 | 0 | 0 | 0 | 0 | 0 | 0 | 0 | 0 | 0 | 0 | 0 | 0 | 0 | 0 | 0 | 0 | 0 | 0
Alaska | ..Facility direct sales | 0 | 0 | 0 | 0 | 0 | 0 | 0 | 0 | 0 | 0 | 0 | 0 | 0 | 0 | 0 | 0 | 0 | 0 | 0 | 0 | 0 | 0 | 0 | 0 | 0 | 0 | 0 | 0 | 0 | 0 | 0 | 0
Alaska | Total electric industry sales | 5969339 | 5917577 | 5818805 | 5972467 | 6185799 | 6123202 | 6159204 | 6164812 | 6268212 | 6416411 | 6319540 | 6247038 | 6270171 | 6325944 | 6326610 | 6182291 | 5912571 | 5788484 | 5563682 | 5465489 | 5454080 | 5309970 | 5292615 | 5094584 | 4840529 | 4779562 | 4631830 | 4533379 | 4374627 | 4338934 | 4255713 | 4253840
Alaska | Direct use | 255217 | 265880 | 243980 | 236992 | 232275 | 251325 | 256321 | 253513 | 260693 | 354337 | 377445 | 342426 | 337332 | 328146 | 266640 | 289065 | 329542 | 1079118 | 1077994 | 1064477 | 1041829 | 1069864 | 1050726 | 1104129 | 1045859 | 1145441 | 1163688 | 1186222 | 1124748 | 1130361 | 1102388 | 1106473
Alaska | Total international exports | 0 | 0 | 0 | 0 | 0 | 0 | 0 | 0 | 0 | 0 | 0 | 0 | 0 | 0 | 0 | 0 | 0 | 0 | 0 | 0 | 0 | 0 | 0 | 0 | 0 | 0 | 0 | 0 | 0 | 0 | 0 | 0
Alaska | Estimated losses | 280836 | 329575 | 315518 | 308046 | 336498 | 319577 | 307256 | 321001 | 336726 | 347474 | 390507 | 385928 | 399143 | 402966 | 400427 | 400853 | 395171 | 424157 | 408531 | 409964 | 426528 | 413027 | 415217 | 362264 | 364961 | 370998 | 353526 | 344384 | 350118 | 343009 | 326774 | 322955
Alaska | Unaccounted | 90426 | -236591 | -307460 | -269516 | -256320 | -358855 | -437844 | -696497 | -368129 | -170531 | -215323 | -214759 | -303279 | -280991 | -170984 | 0 | 0 | 0 | 0 | 0 | 0 | 0 | 0 | 0 | 0 | 0 | 0 | 0 | 0 | 0 | 0 | 0
Alaska | Net interstate exports | 0 | 0 | 0 | 0 | 0 | 0 | 0 | 0 | 0 | 0 | 0 | 0 | 0 | 0 | 0 | 0 | 0 | 0 | 0 | 0 | 0 | 0 | 0 | 0 | 0 | 0 | 0 | 0 | 0 | 0 | 0 | 0
Alaska | Total disposition | 6595818 | 6276441 | 6070843 | 6247989 | 6498252 | 6335249 | 6284937 | 6042830 | 6497502 | 6947691 | 6872170 | 6760633 | 6703367 | 6776064 | 6822693 | 6675436 | 6577962 | 6527897 | 6339891 | 6768265 | 6745008 | 6157772 | 5803719 | 5829837 | 6156475 | 6130077 | 6027218 | 5967824 | 5722600 | 5298954 | 5390491 | 5600415
Alaska | Net interstate trade | 0 | 0 | 0 | 0 | 0 | 0 | 0 | 0 | 0 | 0 | 0 | 0 | 0 | 0 | 0 | 0 | 0 | 0 | 0 | 0 | 0 | 0 | 0 | 0 | 0 | 0 | 0 | 0 | 0 | 0 | 0 | 0
Alaska | Net trade index (ratio) | 1 | 1 | 1 | 1 | 1 | 1 | 1 | 1 | 1 | 1 | 1 | 1 | 1 | 1 | 1 | 1 | 1 | 1 | 1 | 1 | 1 | 1 | 1 | 1 | 1 | 1 | 1 | 1 | 1 | 1 | 1 | 1
Alaska | Facility Direct Sales are electricity sales from non utility power producers which reported electricity sales to an ultimate customer. Net Interstate Trade = Total Supply - (Total Electric Industry Sales + Direct Use + Total International Exports (if applies) + Estimated Losses). Net Trade Index is the sum of Total Supply / (Total Disposition - Net Interstate Trade). A negative Net Interstate Trade value indicates a net import of electric power. Notes: Totals may not equal sum of components because of independent rounding. Estimated Losses are reported at the utility level, and then allocated to States based on the utility`s salesto ultimate customers by State. Reported losses may include electricity unaccounted for by the utility. Direct use is commercial or industrial use of electricity that (1) is self-generated (2) is produced by either the same entity that consumes the power or an affiliate,and (3) is used in direct support of a service or industrial process located within the same facility or group of facilities that houses the generating equipment. Direct use is exclusive of station use. Beginning with publication year 2010, Total disposition has been reorganized to include Net Interstate Trade. Therefore, Total Disposition equals Total Supply. Sources: U.S. Energy Information Administration, Form EIA-923, Power Plant Operations Report and predecessor forms. U.S. Energy Information Administration,Form EIA-860, Annual Electric Generator Report. U.S. Energy Information Administration, Form EIA-861, Annual Electric Power Industry Report. Form EIA-111, Quarterly Imports and Exports Report.
Arizona
Arizona | megawatthours
Arizona | Category | Year 2021 | Year 2020 | Year 2019 | Year 2018 | Year 2017 | Year 2016 | Year 2015 | Year 2014 | Year 2013 | Year 2012 | Year 2011 | Year 2010 | Year 2009 | Year 2008 | Year 2007 | Year 2006 | Year 2005 | Year 2004 | Year 2003 | Year 2002 | Year 2001 | Year 2000 | Year 1999 | Year 1998 | Year 1997 | Year 1996 | Year 1995 | Year 1994 | Year 1993 | Year 1992 | Year 1991 | Year 1990
Arizona | Supply
Arizona | Generation
Arizona | ..Electric utilities | 86412437 | 91617412 | 96645476 | 98448117 | 91623406 | 89821938 | 94379325 | 94847135 | 92740582 | 92799750 | 94061752 | 91232664 | 89640192 | 94452931 | 88825573 | 84355976 | 82914964 | 81351521 | 80348246 | 81710063 | 85807868 | 88149792 | 83095924 | 81299241 | 78060498 | 70877043 | 68966538 | 71203728 | 68025039 | 70108979 | 66767347 | 62288980
Arizona | ..Independent power producers | 21988689 | 17430377 | 16694568 | 13282000 | 14048853 | 18765113 | 18584104 | 17192448 | 20236010 | 17707505 | 13616317 | 19953866 | 21713272 | 24216673 | 22209365 | 17616522 | 16390466 | 20891079 | 11851148 | 10954286 | 3289871 | 0 | 0 | 0 | 0 | 0 | 0 | 0 | 0 | 0 | 0 | 0
Arizona | ..Combined heat and power, electric | 52607 | 108528 | 59620 | 41296 | 13363 | 11206 | 27171 | 61811 | 191953 | 83912 | 82838 | 187909 | 301143 | 370153 | 1853067 | 1959088 | 1688843 | 1873640 | 1823205 | 1153078 | 458816 | 424752 | 434337 | 410095 | 382526 | 388256 | 398613 | 271485 | 0 | 0 | 0 | 0
Arizona | Electric power sector generation subtotal | 108453733 | 109156317 | 113399664 | 111771413 | 105685622 | 108598257 | 112990600 | 112101393 | 113168544 | 110591167 | 107760907 | 111374439 | 111654607 | 119039757 | 112888005 | 103931586 | 100994273 | 104116240 | 94022599 | 93817428 | 89556555 | 88574544 | 83530261 | 81709336 | 78443024 | 71265299 | 69365151 | 71475213 | 68025039 | 70108979 | 66767347 | 62288980
Arizona | ..Combined heat and power, commercial | 150887 | 148740 | 152323 | 153732 | 166143 | 165193 | 151447 | 155794 | 157442 | 120974 | 68293 | 72359 | 71842 | 69505 | 70600 | 72208 | 71835 | 51264 | 17433 | 18397 | 22802 | 25338 | 36167 | 20228 | 18785 | 21728 | 31967 | 33827 | 31290 | 30083 | 13441 | 30083
Arizona | ..Combined heat and power, industrial | 0 | 0 | 0 | 0 | 0 | 0 | 0 | 0 | 0 | 192852 | 296157 | 304160 | 244801 | 349910 | 382365 | 388734 | 412546 | 396639 | 356186 | 295841 | 331913 | 346695 | 326745 | 365506 | 363392 | 367791 | 383822 | 425457 | 412657 | 413665 | 421763 | 455232
Arizona | Industrial and commercial generation subtotal | 150887 | 148740 | 152323 | 153732 | 166143 | 165193 | 151447 | 155794 | 157442 | 313826 | 364450 | 376519 | 316643 | 419415 | 452966 | 460943 | 484381 | 447903 | 373619 | 314238 | 354715 | 372033 | 362912 | 385735 | 382177 | 389519 | 415789 | 459283 | 443947 | 443748 | 435203 | 485315
Arizona | Total net generation | 108604620 | 109305057 | 113551987 | 111925144 | 105851765 | 108763449 | 113142048 | 112257187 | 113325986 | 110904994 | 108125357 | 111750957 | 111971250 | 119459172 | 113340970 | 104392528 | 101478654 | 104564143 | 94396218 | 94131666 | 89911270 | 88946578 | 83893173 | 82095071 | 78825201 | 71654818 | 69780940 | 71934496 | 68468986 | 70552727 | 67202550 | 62774295
Arizona | Total international imports | 0 | 0 | 0 | 69643 | 60613 | 134053 | 18339 | 58348 | 33363 | 83320 | 497461 | 248887 | 122984 | 87916 | 223213 | 127546 | 103114 | 171330 | 55185 | 82646 | 54954 | 47217 | 0 | 4000 | 163200 | 0 | 336516 | 21 | 0 | 0 | 108577 | 0
Arizona | Net interstate imports | 0 | 0 | 0 | 0 | 0 | 0 | 0 | 0 | 0 | 0 | 0 | 0 | 0 | 0 | 0 | 0 | 0 | 0 | 0 | 0 | 0 | 0 | 0 | 0 | 0 | 0 | 0 | 0 | 0 | 0 | 0 | 0
Arizona | Total supply | 108604620 | 109305057 | 113551987 | 111994787 | 105912378 | 108897502 | 113160387 | 112315535 | 113359349 | 110988314 | 108622818 | 111999844 | 112094234 | 119547088 | 113564183 | 104520074 | 101581768 | 104735473 | 94451403 | 94214312 | 89966224 | 88993795 | 83893173 | 82099071 | 78988401 | 71654818 | 70117456 | 71934517 | 68468986 | 70552727 | 67311127 | 62774295
Arizona | Disposition
Arizona | Sales to ultimate customers
Arizona | ..Full service providers | 81133233 | 81867671 | 77845738 | 78268262 | 77573510 | 78175106 | 77295498 | 76212485 | 75558108 | 75037154 | 74935850 | 72831737 | 73432929 | 76267916 | 77193206 | 73252776 | 69390686 | 66933251 | 64079560 | 62600737 | 62274304 | 61000875 | 57661946 | 55843277 | 54455835 | 52084539 | 48588969 | 47282035 | 44407854 | 43651272 | 41848417 | 41469585
Arizona | ..Energy-only providers | 0 | 0 | 0 | 0 | 0 | 0 | 0 | 0 | 0 | 0 | 0 | 0 | 0 | 0 | 0 | 0 | 0 | 0 | 0 | 0 | 7450 | 129170 | 0 | 0 | 0 | 0 | 0 | 0 | 0 | 0 | 0 | 0
Arizona | ..Facility direct sales | 86757 | 92403 | 83432 | 78040 | 72752 | 62722 | 53918 | 85200 | 103929 | 26189 | 7795 | 1293 | 0 | 0 | 0 | 0 | 0 | 0 | 0 | 0 | 0 | 0 | 0 | 0 | 0 | 0 | 0 | 0 | 0 | 0 | 0 | 0
Arizona | Total electric industry sales | 81219990 | 81960074 | 77929170 | 78346302 | 77646262 | 78237828 | 77349416 | 76297685 | 75662037 | 75063343 | 74943645 | 72833030 | 73432929 | 76267916 | 77193206 | 73252776 | 69390686 | 66933251 | 64079560 | 62600737 | 62281754 | 61130045 | 57661946 | 55843277 | 54455835 | 52084539 | 48588969 | 47282035 | 44407854 | 43651272 | 41848417 | 41469585
Arizona | Direct use | 219707 | 220728 | 233619 | 198593 | 200818 | 226135 | 215920 | 201071 | 228315 | 340733 | 399316 | 408959 | 344107 | 455943 | 493500 | 268615 | 501869 | 374187 | 373797 | 369110 | 361257 | 368812 | 363441 | 385928 | 381862 | 382802 | 390273 | 425142 | 409151 | 404400 | 403937 | 446499
Arizona | Total international exports | 3466 | 3199 | 2815 | 35544 | 1158 | 3584 | 1450 | 9889 | 26517 | 66437 | 70782 | 180279 | 354017 | 350592 | 221286 | 309778 | 182646 | 93550 | 71059 | 68525 | 0 | 0 | 0 | 0 | 48360 | 2641 | 567 | 2488 | 2255 | 2166 | 2177 | 2074
Arizona | Estimated losses | 3821114 | 4564706 | 4225622 | 4040918 | 4223835 | 4083317 | 3858626 | 3972816 | 4064537 | 4064977 | 4631040 | 4499462 | 4674551 | 4858304 | 4885749 | 4749627 | 4637778 | 4904601 | 4705242 | 4695658 | 4870649 | 4754895 | 4523703 | 3970887 | 4105804 | 4042890 | 3708564 | 3591843 | 3554122 | 3450798 | 3213322 | 3148404
Arizona | Unaccounted | 518729 | -123125 | 194553 | 489790 | 541118 | 970807 | 1205538 | 986507 | 1141382 | 1283610 | 474772 | 639093 | 661958 | 996006 | 1230277 | 0 | 0 | 0 | 0 | 0 | 0 | 0 | 0 | 0 | 0 | 0 | 0 | 0 | 0 | 0 | 0 | 0
Arizona | Net interstate exports | 22821613 | 22679474 | 30966207 | 28883640 | 23299188 | 25375831 | 30529437 | 30847567 | 32236561 | 30169213 | 28103262 | 33439022 | 32626672 | 36618328 | 29540165 | 22704459 | 24060096 | 29498352 | 23034492 | 24465961 | 21038692 | 20460223 | 19060974 | 19724756 | 17906853 | 13147230 | 15424142 | 18902659 | 18433896 | 21429218 | 20437111 | 16314712
Arizona | Total disposition | 108604620 | 109305057 | 113551987 | 111994787 | 105912378 | 108897502 | 113160387 | 112315535 | 113359349 | 110988314 | 108622818 | 111999844 | 112094234 | 119547088 | 113564183 | 104520074 | 101581768 | 104735473 | 94451403 | 94214312 | 89966224 | 88993795 | 83893173 | 82099071 | 78988401 | 71654818 | 70117456 | 71934517 | 68468986 | 70552727 | 67311127 | 62774295
Arizona | Net interstate trade | 22821613 | 22679474 | 30966207 | 28883640 | 23299188 | 25375831 | 30529437 | 30847567 | 32236561 | 30169213 | 28103262 | 33439022 | 32626672 | 36618328 | 29540165 | 22704459 | 24060096 | 29498352 | 23034492 | 24465961 | 21038692 | 20460223 | 19060974 | 19724756 | 17906853 | 13147230 | 15424142 | 18902659 | 18433896 | 21429218 | 20437111 | 16314712
Arizona | Net trade index (ratio) | 1.27 | 1.26 | 1.37 | 1.35 | 1.28 | 1.3 | 1.37 | 1.38 | 1.4 | 1.37 | 1.35 | 1.43 | 1.41 | 1.44 | 1.35 | 1.28 | 1.31 | 1.39 | 1.32 | 1.35 | 1.31 | 1.3 | 1.29 | 1.32 | 1.29 | 1.22 | 1.28 | 1.36 | 1.37 | 1.44 | 1.44 | 1.35
Arizona | Facility Direct Sales are electricity sales from non utility power producers which reported electricity sales to an ultimate customer. Net Interstate Trade = Total Supply - (Total Electric Industry Sales + Direct Use + Total International Exports (if applies) + Estimated Losses). Net Trade Index is the sum of Total Supply / (Total Disposition - Net Interstate Trade). A negative Net Interstate Trade value indicates a net import of electric power. Notes: Totals may not equal sum of components because of independent rounding. Estimated Losses are reported at the utility level, and then allocated to States based on the utility`s salesto ultimate customers by State. Reported losses may include electricity unaccounted for by the utility. Direct use is commercial or industrial use of electricity that (1) is self-generated (2) is produced by either the same entity that consumes the power or an affiliate,and (3) is used in direct support of a service or industrial process located within the same facility or group of facilities that houses the generating equipment. Direct use is exclusive of station use. Beginning with publication year 2010, Total disposition has been reorganized to include Net Interstate Trade. Therefore, Total Disposition equals Total Supply. Sources: U.S. Energy Information Administration, Form EIA-923, Power Plant Operations Report and predecessor forms. U.S. Energy Information Administration,Form EIA-860, Annual Electric Generator Report. U.S. Energy Information Administration, Form EIA-861, Annual Electric Power Industry Report. Form EIA-111, Quarterly Imports and Exports Report.
Arkansas
Arkansas | megawatthours
Arkansas | Category | Year 2021 | Year 2020 | Year 2019 | Year 2018 | Year 2017 | Year 2016 | Year 2015 | Year 2014 | Year 2013 | Year 2012 | Year 2011 | Year 2010 | Year 2009 | Year 2008 | Year 2007 | Year 2006 | Year 2005 | Year 2004 | Year 2003 | Year 2002 | Year 2001 | Year 2000 | Year 1999 | Year 1998 | Year 1997 | Year 1996 | Year 1995 | Year 1994 | Year 1993 | Year 1992 | Year 1991 | Year 1990
Arkansas | Supply
Arkansas | Generation
Arkansas | ..Electric utilities | 54354374 | 48634848 | 57343374 | 59485255 | 54209258 | 43352105 | 39538137 | 48752895 | 46547772 | 44603847 | 44714614 | 47108063 | 45423149 | 45880232 | 45522928 | 42068467 | 40545220 | 45055455 | 41636514 | 42873364 | 44728133 | 41486451 | 44130705 | 43198908 | 42789637 | 43677535 | 39526825 | 39547768 | 38049072 | 37369823 | 38365135 | 37053436
Arkansas | ..Independent power producers | 4597642 | 3606951 | 4259742 | 5503233 | 3661247 | 14198248 | 12944730 | 9961883 | 10369514 | 16953039 | 13204926 | 10731835 | 8786161 | 5939844 | 6311131 | 6966391 | 3997057 | 3203971 | 5030391 | 1247325 | 31 | 156 | 1323 | 3100 | 4444 | 297 | 0 | 743 | 1534 | 136 | 0 | 0
Arkansas | ..Combined heat and power, electric | 999324 | 1210637 | 1191544 | 1325509 | 1201212 | 1256411 | 1320374 | 1089454 | 1531003 | 1500191 | 1452214 | 1220329 | 1361416 | 1285899 | 846958 | 1150978 | 1214876 | 1435953 | 1549514 | 1304071 | 538784 | 0 | 0 | 0 | 0 | 0 | 0 | 0 | 0 | 0 | 0 | 0
Arkansas | Electric power sector generation subtotal | 59951340 | 53452436 | 62794660 | 66313997 | 59071717 | 58806764 | 53803241 | 59804232 | 58448289 | 63057077 | 59371754 | 59060227 | 55570726 | 53105975 | 52681017 | 50185836 | 45757153 | 49695379 | 48216418 | 45424760 | 45266948 | 41486607 | 44132028 | 43202008 | 42794081 | 43677832 | 39526825 | 39548511 | 38050606 | 37369959 | 38365135 | 37053436
Arkansas | ..Combined heat and power, commercial | 65161 | 65451 | 56171 | 43584 | 43304 | 43313 | 6294 | 7633 | 6336 | 6155 | 5504 | 5603 | 2532 | 3163 | 2136 | 3768 | 4243 | 4483 | 7361 | 7937 | 8608 | 9626 | 12477 | 41182 | 41799 | 40028 | 48021 | 47035 | 48662 | 44830 | 44957 | 55375
Arkansas | ..Combined heat and power, industrial | 1083567 | 1123372 | 1592068 | 1641771 | 1660195 | 1594982 | 1749893 | 1780271 | 1867867 | 1942446 | 1930278 | 1934355 | 1884481 | 1941389 | 1913082 | 1979099 | 2033112 | 2227771 | 2177322 | 2178947 | 1916480 | 2379533 | 2409434 | 2422110 | 2357719 | 2315701 | 2397242 | 2436601 | 2399384 | 2331314 | 2241153 | 1990787
Arkansas | Industrial and commercial generation subtotal | 1148728 | 1188823 | 1648239 | 1685355 | 1703500 | 1638295 | 1756187 | 1787904 | 1874203 | 1948601 | 1935782 | 1939958 | 1887013 | 1944553 | 1915219 | 1982867 | 2037355 | 2232253 | 2184683 | 2186884 | 1925088 | 2389160 | 2421911 | 2463292 | 2399518 | 2355730 | 2445262 | 2483636 | 2448046 | 2376143 | 2286110 | 2046162
Arkansas | Total net generation | 61100068 | 54641259 | 64442898 | 67999352 | 60775216 | 60445059 | 55559428 | 61592137 | 60322492 | 65005678 | 61307536 | 61000185 | 57457739 | 55050528 | 54596236 | 52168703 | 47794509 | 51927632 | 50401101 | 47611644 | 47192036 | 43875767 | 46553939 | 45665300 | 45193599 | 46033562 | 41972087 | 42032147 | 40498652 | 39746102 | 40651245 | 39099598
Arkansas | Total international imports | 0 | 0 | 0 | 0 | 0 | 0 | 0 | 0 | 0 | 0 | 0 | 0 | 0 | 0 | 0 | 0 | 0 | 0 | 0 | 0 | 0 | 0 | 0 | 0 | 0 | 0 | 0 | 0 | 0 | 0 | 0 | 0
Arkansas | Net interstate imports | 0 | 0 | 0 | 0 | 0 | 0 | 0 | 0 | 0 | 0 | 0 | 0 | 0 | 0 | 0 | 0 | 3660114 | 0 | 0 | 0 | 0 | 2777102 | 0 | 0 | 0 | 0 | 0 | 0 | 0 | 0 | 0 | 0
Arkansas | Total supply | 61100068 | 54641259 | 64442898 | 67999352 | 60775216 | 60445059 | 55559428 | 61592137 | 60322492 | 65005678 | 61307536 | 61000185 | 57457739 | 55050528 | 54596236 | 52168703 | 51454623 | 51927632 | 50401101 | 47611644 | 47192036 | 46652869 | 46553939 | 45665300 | 45193599 | 46033562 | 41972087 | 42032147 | 40498652 | 39746102 | 40651245 | 39099598
Arkansas | Disposition
Arkansas | Sales to ultimate customers
Arkansas | ..Full service providers | 48628044 | 45817238 | 48070234 | 49587637 | 46071323 | 46176078 | 46464703 | 47080301 | 46683034 | 46826104 | 47908965 | 48180270 | 43155773 | 46115285 | 47054891 | 46635624 | 46054897 | 43416762 | 42841042 | 42449558 | 41732449 | 41611188 | 39788746 | 39315195 | 36857530 | 36136576 | 34671434 | 32619098 | 31662933 | 28451112 | 28440257 | 27365296
Arkansas | ..Energy-only providers | 0 | 0 | 0 | 0 | 0 | 0 | 0 | 0 | 0 | 0 | 0 | 0 | 0 | 0 | 0 | 0 | 0 | 0 | 0 | 0 | 0 | 0 | 0 | 0 | 0 | 0 | 0 | 0 | 0 | 0 | 0 | 0
Arkansas | ..Facility direct sales | 35098 | 33765 | 22798 | 15071 | 14628 | 12360 | 451 | 0 | 0 | 33463 | 18864 | 14015 | 17331 | 19396 | 0 | 0 | 110026 | 255598 | 267217 | 183987 | 0 | 0 | 0 | 0 | 0 | 0 | 0 | 0 | 0 | 0 | 0 | 0
Arkansas | Total electric industry sales | 48663142 | 45851003 | 48093032 | 49602708 | 46085951 | 46188438 | 46465154 | 47080301 | 46683034 | 46859567 | 47927829 | 48194285 | 43173104 | 46134681 | 47054891 | 46635624 | 46164923 | 43672360 | 43108259 | 42633545 | 41732449 | 41611188 | 39788746 | 39315195 | 36857530 | 36136576 | 34671434 | 32619098 | 31662933 | 28451112 | 28440257 | 27365296
Arkansas | Direct use | 1222791 | 863245 | 1343547 | 1400990 | 1395048 | 1336249 | 1111439 | 1925932 | 2024920 | 1979856 | 1958246 | 1938621 | 1916328 | 1987076 | 1995012 | 2054330 | 2083209 | 2395564 | 2393069 | 2363063 | 2312787 | 2357831 | 2384181 | 2416635 | 2374581 | 2317783 | 2384854 | 2425213 | 2394744 | 2316191 | 2227895 | 2003697
Arkansas | Total international exports | 0 | 0 | 0 | 0 | 0 | 0 | 0 | 0 | 0 | 0 | 0 | 0 | 0 | 0 | 0 | 0 | 0 | 0 | 0 | 0 | 0 | 0 | 0 | 0 | 0 | 0 | 0 | 0 | 0 | 0 | 0 | 0
Arkansas | Estimated losses | 2289429 | 2553638 | 2607791 | 2558391 | 2507003 | 2410625 | 2317944 | 2451468 | 2507796 | 2537631 | 2961635 | 2977335 | 2748289 | 2938802 | 2978220 | 3023801 | 3085467 | 3200136 | 3165359 | 3197926 | 3263622 | 3236654 | 3121512 | 2795613 | 2778945 | 2804982 | 2646305 | 2477953 | 2534100 | 2249168 | 2183780 | 2077595
Arkansas | Unaccounted | 310798 | -68880 | 120066 | 310097 | 321173 | 573125 | 724188 | 608735 | 704226 | 801315 | 303626 | 422893 | 389182 | 602487 | 749944 | 0 | 0 | 0 | 0 | 0 | 0 | 0 | 0 | 0 | 0 | 0 | 0 | 0 | 0 | 0 | 0 | 0
Arkansas | Net interstate exports | 8613908 | 5442252 | 12278462 | 14127166 | 10466040 | 9936623 | 4940702 | 9525700 | 8402516 | 12827308 | 8156201 | 7467050 | 9230836 | 3387482 | 1818168 | 276970 | 0 | 2896081 | 2402445 | 154852 | 1004453 | 0 | 1815335 | 1749928 | 3882185 | 5440411 | 2943104 | 5445927 | 4822988 | 7727644 | 8795107 | 8441119
Arkansas | Total disposition | 61100068 | 54641259 | 64442898 | 67999352 | 60775216 | 60445059 | 55559428 | 61592137 | 60322492 | 65005678 | 61307536 | 61000185 | 57457739 | 55050528 | 54596236 | 52168703 | 51454623 | 51927632 | 50401101 | 47611644 | 47192036 | 46652869 | 46553939 | 45665300 | 45193599 | 46033562 | 41972087 | 42032147 | 40498652 | 39746102 | 40651245 | 39099598
Arkansas | Net interstate trade | 8613908 | 5442252 | 12278462 | 14127166 | 10466040 | 9936623 | 4940702 | 9525700 | 8402516 | 12827308 | 8156201 | 7467050 | 9230836 | 3387482 | 1818168 | 276970 | -3660114 | 2896081 | 2402445 | 154852 | 1004453 | -2777102 | 1815335 | 1749928 | 3882185 | 5440411 | 2943104 | 5445927 | 4822988 | 7727644 | 8795107 | 8441119
Arkansas | Net trade index (ratio) | 1.16 | 1.11 | 1.24 | 1.26 | 1.21 | 1.2 | 1.1 | 1.18 | 1.16 | 1.25 | 1.15 | 1.14 | 1.19 | 1.07 | 1.03 | 1.01 | 0.93 | 1.06 | 1.05 | 1 | 1.02 | 0.94 | 1.04 | 1.04 | 1.09 | 1.13 | 1.08 | 1.15 | 1.14 | 1.24 | 1.28 | 1.28
Arkansas | Facility Direct Sales are electricity sales from non utility power producers which reported electricity sales to an ultimate customer. Net Interstate Trade = Total Supply - (Total Electric Industry Sales + Direct Use + Total International Exports (if applies) + Estimated Losses). Net Trade Index is the sum of Total Supply / (Total Disposition - Net Interstate Trade). A negative Net Interstate Trade value indicates a net import of electric power. Notes: Totals may not equal sum of components because of independent rounding. Estimated Losses are reported at the utility level, and then allocated to States based on the utility`s salesto ultimate customers by State. Reported losses may include electricity unaccounted for by the utility. Direct use is commercial or industrial use of electricity that (1) is self-generated (2) is produced by either the same entity that consumes the power or an affiliate,and (3) is used in direct support of a service or industrial process located within the same facility or group of facilities that houses the generating equipment. Direct use is exclusive of station use. Beginning with publication year 2010, Total disposition has been reorganized to include Net Interstate Trade. Therefore, Total Disposition equals Total Supply. Sources: U.S. Energy Information Administration, Form EIA-923, Power Plant Operations Report and predecessor forms. U.S. Energy Information Administration,Form EIA-860, Annual Electric Generator Report. U.S. Energy Information Administration, Form EIA-861, Annual Electric Power Industry Report. Form EIA-111, Quarterly Imports and Exports Report.
California
California | megawatthours
California | Category | Year 2021 | Year 2020 | Year 2019 | Year 2018 | Year 2017 | Year 2016 | Year 2015 | Year 2014 | Year 2013 | Year 2012 | Year 2011 | Year 2010 | Year 2009 | Year 2008 | Year 2007 | Year 2006 | Year 2005 | Year 2004 | Year 2003 | Year 2002 | Year 2001 | Year 2000 | Year 1999 | Year 1998 | Year 1997 | Year 1996 | Year 1995 | Year 1994 | Year 1993 | Year 1992 | Year 1991 | Year 1990
California | Supply
California | Generation
California | ..Electric utilities | 62190174 | 67891454 | 82939810 | 75238779 | 90422390 | 81155619 | 71150169 | 71037135 | 78407643 | 82486064 | 105360204 | 96939535 | 85123706 | 83346844 | 87348589 | 100338454 | 89348213 | 75177122 | 81728209 | 74588271 | 70132656 | 85856285 | 87874809 | 114926213 | 112183063 | 114706047 | 121881402 | 126749186 | 125782063 | 119309725 | 104967938 | 114528000
California | ..Independent power producers | 106631213 | 96891648 | 89217606 | 88971634 | 83476287 | 82582662 | 90907434 | 89576573 | 86201998 | 80574100 | 58255052 | 69294065 | 80766990 | 85067386 | 82490841 | 76508931 | 68720587 | 75927726 | 65429324 | 63545451 | 88665145 | 78995767 | 57911793 | 31928915 | 18586854 | 19079663 | 18956807 | 18752093 | 20462154 | 17919147 | 17428214 | 15407379
California | ..Combined heat and power, electric | 12496170 | 12081197 | 13237744 | 14910074 | 15865433 | 16664260 | 17246706 | 20207580 | 16905498 | 18163487 | 18656710 | 19582003 | 21008878 | 21534860 | 22341666 | 21399211 | 23458694 | 24566735 | 25458401 | 26975628 | 21304838 | 23410478 | 22963928 | 23266896 | 21931565 | 21512982 | 21690967 | 21641993 | 21598133 | 21148684 | 19021491 | 17547076
California | Electric power sector generation subtotal | 181317557 | 176864299 | 185395159 | 179120487 | 189764110 | 180402541 | 179304309 | 180821288 | 181515139 | 181223651 | 182271967 | 185815603 | 186899573 | 189949090 | 192181096 | 198246596 | 181527493 | 175671583 | 172615934 | 165109350 | 180102640 | 188262531 | 168750531 | 170122024 | 152701482 | 155298692 | 162529176 | 167143271 | 167842349 | 158377557 | 141417643 | 147482454
California | ..Combined heat and power, commercial | 2458070 | 2505739 | 2627180 | 2779121 | 2867260 | 2858960 | 2888734 | 2802160 | 2761572 | 2894426 | 2880277 | 2300044 | 2243754 | 2100480 | 2130746 | 2118380 | 2150876 | 1917669 | 2070584 | 1958497 | 1824899 | 2103807 | 2024081 | 2037539 | 2031715 | 2118233 | 2080608 | 2063102 | 1754267 | 1738325 | 1586533 | 1730302
California | ..Combined heat and power, industrial | 13389479 | 13713500 | 13761865 | 13566030 | 13515150 | 13701715 | 14510816 | 15184174 | 15800404 | 15400490 | 15652598 | 16009948 | 15632805 | 15934693 | 16535739 | 16433712 | 16614449 | 17191102 | 18102025 | 17142183 | 16668548 | 17716145 | 17544608 | 17441143 | 18064398 | 17846277 | 16853559 | 16985617 | 17394028 | 17039576 | 15943468 | 16572153
California | Industrial and commercial generation subtotal | 15847548 | 16219239 | 16389045 | 16345151 | 16382410 | 16560674 | 17399549 | 17986334 | 18561976 | 18294916 | 18532875 | 18309992 | 17876559 | 18035173 | 18666485 | 18552092 | 18765325 | 19108772 | 20172608 | 19100680 | 18493447 | 19819952 | 19568689 | 19478682 | 20096113 | 19964510 | 18934168 | 19048718 | 19148295 | 18777902 | 17530001 | 18302455
California | Total net generation | 197165106 | 193083537 | 201784204 | 195465638 | 206146520 | 196963215 | 196703858 | 198807622 | 200077115 | 199518567 | 200804842 | 204125596 | 204776132 | 207984263 | 210847581 | 216798688 | 200292818 | 194780355 | 192788542 | 184210030 | 198596086 | 208082483 | 188319220 | 189600707 | 172797595 | 175263202 | 181463344 | 186191990 | 186990645 | 177155458 | 158947644 | 165784910
California | Total international imports | 4897566 | 4293493 | 6672712 | 6331389 | 14702518 | 16967955 | 13782398 | 12369304 | 11010789 | 8874748 | 6269511 | 3473583 | 3047148 | 5369534 | 5797464 | 2936453 | 5630145 | 1291005 | 4148401 | 2066517 | 3419761 | 5507197 | 1452368 | 1351861 | 1671365 | 1511802 | 1967163 | 2157144 | 2012553 | 2098414 | 3157871 | 5142187
California | Net interstate imports | 72740877 | 79969661 | 71031536 | 86652863 | 65460858 | 73378629 | 79443241 | 79716562 | 80363665 | 80660537 | 83293067 | 79646642 | 81178433 | 89521954 | 77964366 | 73427499 | 77562381 | 86931066 | 73900695 | 76698186 | 72558322 | 62164770 | 75539862 | 75113861 | 81298045 | 68517774 | 56119146 | 51419244 | 48214715 | 60974474 | 71767013 | 66087034
California | Total supply | 274803549 | 277346691 | 279488452 | 288449890 | 286309896 | 287309799 | 289929497 | 290893488 | 291451569 | 289053852 | 290367420 | 287245821 | 289001713 | 302875751 | 294609411 | 293162640 | 283485344 | 283002426 | 270837638 | 262974733 | 274574169 | 275754450 | 265311450 | 266066429 | 255767005 | 245292778 | 239549653 | 239768378 | 237217913 | 240228346 | 233872528 | 237014131
California | Disposition
California | Sales to ultimate customers
California | ..Full service providers | 170506603 | 177488484 | 181470082 | 205345286 | 219016574 | 225905190 | 230583822 | 232926669 | 231258488 | 234402668 | 238976375 | 239499450 | 240583487 | 248104619 | 243033693 | 239307133 | 228581569 | 225895922 | 217640863 | 212571987 | 237660910 | 221322575 | 211981140 | 226395687 | 227876239 | 218112485 | 212604724 | 213684302 | 210499926 | 213447241 | 208650489 | 211092922
California | ..Energy-only providers | 74616540 | 70724016 | 66918218 | 47954696 | 36314488 | 29284561 | 28822648 | 26993982 | 25552182 | 24193157 | 22120408 | 17576741 | 16923930 | 18661682 | 19618460 | 21223282 | 23406325 | 24625312 | 23896284 | 22641345 | 10097868 | 22734627 | 22849739 | 10038283 | 3887 | 0 | 0 | 0 | 0 | 0 | 0 | 0
California | ..Facility direct sales | 2126722 | 1962172 | 1990410 | 1924290 | 1936875 | 1656884 | 1763967 | 2664135 | 4521789 | 942213 | 844917 | 1454701 | 2076259 | 1388918 | 1582758 | 2428113 | 2261613 | 1504739 | 1684169 | 855473 | 0 | 0 | 0 | 0 | 0 | 0 | 0 | 0 | 0 | 0 | 0 | 0
California | Total electric industry sales | 247249865 | 250174672 | 250378710 | 255224272 | 257267937 | 256846635 | 261170437 | 262584786 | 261332459 | 259538038 | 261941700 | 258530892 | 259583676 | 268155219 | 264234911 | 262958528 | 254249507 | 252025973 | 243221316 | 236068805 | 247758778 | 244057202 | 234830879 | 236433970 | 227880126 | 218112485 | 212604724 | 213684302 | 210499926 | 213447241 | 208650489 | 211092922
California | Direct use | 13108353 | 12558137 | 12951845 | 12859245 | 12794860 | 12289369 | 11510704 | 11180448 | 12077629 | 10750313 | 10195768 | 10073764 | 10035114 | 13462354 | 9146403 | 14030060 | 11672828 | 15199327 | 15183496 | 14993111 | 14674123 | 14598510 | 16951018 | 13870511 | 12576708 | 12033448 | 10615263 | 10369644 | 10771434 | 10049616 | 10339906 | 9653985
California | Total international exports | 1233980 | 1056413 | 1956310 | 5606943 | 459224 | 1581634 | 149197 | 60333 | 60525 | 272295 | 384207 | 401156 | 518488 | 674638 | 292736 | 564692 | 103051 | 48074 | 22510 | 196923 | 365041 | 2126103 | 1263940 | 1968578 | 351817 | 283356 | 228484 | 101410 | 45872 | 25311 | 167628 | 523792
California | Estimated losses | 11632235 | 13933295 | 13576506 | 13163869 | 13994972 | 13405104 | 13028657 | 13672774 | 14038685 | 14055012 | 16186330 | 15971461 | 16524428 | 17081619 | 16724081 | 17049934 | 16992953 | 18467454 | 17859286 | 17707433 | 19375594 | 18983567 | 18422982 | 16812276 | 17181465 | 16930260 | 16227105 | 16232813 | 16847078 | 16873811 | 16021185 | 16026342
California | Unaccounted | 1579115 | -375825 | 625080 | 1595562 | 1792903 | 3187058 | 4070502 | 3395147 | 3942270 | 4438193 | 1659416 | 2268548 | 2340007 | 3501921 | 4211279 | 0 | 0 | 0 | 0 | 0 | 0 | 0 | 0 | 0 | 0 | 0 | 0 | 0 | 0 | 0 | 0 | 0
California | Net interstate exports | 0 | 0 | 0 | 0 | 0 | 0 | 0 | 0 | 0 | 0 | 0 | 0 | 0 | 0 | 0 | 0 | 0 | 0 | 0 | 0 | 0 | 0 | 0 | 0 | 0 | 0 | 0 | 0 | 0 | 0 | 0 | 0
California | Total disposition | 274803549 | 277346691 | 279488452 | 288449890 | 286309896 | 287309799 | 289929497 | 290893488 | 291451569 | 289053852 | 290367420 | 287245821 | 289001713 | 302875751 | 294609411 | 293162640 | 283485344 | 283002426 | 270837638 | 262974733 | 274574169 | 275754450 | 265311450 | 266066429 | 255767005 | 245292778 | 239549653 | 239768378 | 237217913 | 240228346 | 233872528 | 237014131
California | Net interstate trade | -72740877 | -79969661 | -71031536 | -86652863 | -65460858 | -73378629 | -79443241 | -79716562 | -80363665 | -80660537 | -83293067 | -79646642 | -81178433 | -89521954 | -77964366 | -73427499 | -77562381 | -86931066 | -73900695 | -76698186 | -72558322 | -62164770 | -75539862 | -75113861 | -81298045 | -68517774 | -56119146 | -51419244 | -48214715 | -60974474 | -71767013 | -66087034
California | Net trade index (ratio) | 0.74 | 0.71 | 0.75 | 0.7 | 0.77 | 0.74 | 0.73 | 0.73 | 0.72 | 0.72 | 0.71 | 0.72 | 0.72 | 0.7 | 0.74 | 0.75 | 0.73 | 0.69 | 0.73 | 0.71 | 0.74 | 0.77 | 0.72 | 0.72 | 0.68 | 0.72 | 0.77 | 0.79 | 0.8 | 0.75 | 0.69 | 0.72
California | Facility Direct Sales are electricity sales from non utility power producers which reported electricity sales to an ultimate customer. Net Interstate Trade = Total Supply - (Total Electric Industry Sales + Direct Use + Total International Exports (if applies) + Estimated Losses). Net Trade Index is the sum of Total Supply / (Total Disposition - Net Interstate Trade). A negative Net Interstate Trade value indicates a net import of electric power. Notes: Totals may not equal sum of components because of independent rounding. Estimated Losses are reported at the utility level, and then allocated to States based on the utility`s salesto ultimate customers by State. Reported losses may include electricity unaccounted for by the utility. Direct use is commercial or industrial use of electricity that (1) is self-generated (2) is produced by either the same entity that consumes the power or an affiliate,and (3) is used in direct support of a service or industrial process located within the same facility or group of facilities that houses the generating equipment. Direct use is exclusive of station use. Beginning with publication year 2010, Total disposition has been reorganized to include Net Interstate Trade. Therefore, Total Disposition equals Total Supply. Sources: U.S. Energy Information Administration, Form EIA-923, Power Plant Operations Report and predecessor forms. U.S. Energy Information Administration,Form EIA-860, Annual Electric Generator Report. U.S. Energy Information Administration, Form EIA-861, Annual Electric Power Industry Report. Form EIA-111, Quarterly Imports and Exports Report.
Colorado
Colorado | megawatthours
Colorado | Category | Year 2021 | Year 2020 | Year 2019 | Year 2018 | Year 2017 | Year 2016 | Year 2015 | Year 2014 | Year 2013 | Year 2012 | Year 2011 | Year 2010 | Year 2009 | Year 2008 | Year 2007 | Year 2006 | Year 2005 | Year 2004 | Year 2003 | Year 2002 | Year 2001 | Year 2000 | Year 1999 | Year 1998 | Year 1997 | Year 1996 | Year 1995 | Year 1994 | Year 1993 | Year 1992 | Year 1991 | Year 1990
Colorado | Supply
Colorado | Generation
Colorado | ..Electric utilities | 41491555 | 38880293 | 43713457 | 42036600 | 41470730 | 42191338 | 42154954 | 43239615 | 42508826 | 41532785 | 44122878 | 39584166 | 37467527 | 41176711 | 42353281 | 42055989 | 41014609 | 40436218 | 41226252 | 41509933 | 41957723 | 40108260 | 36167349 | 35471294 | 34375573 | 33971688 | 32673972 | 33324413 | 32687317 | 31899303 | 31038231 | 31312872
Colorado | ..Independent power producers | 15042665 | 14897657 | 12318460 | 13042990 | 12058953 | 11919633 | 9931648 | 10297247 | 9976436 | 10560625 | 6880812 | 9937281 | 11514548 | 10628743 | 9680147 | 7003971 | 6834004 | 5596490 | 2876856 | 961016 | 1666895 | 789816 | 178374 | 308412 | 298104 | 267333 | 236697 | 246300 | 230771 | 217502 | 206045 | 225959
Colorado | ..Combined heat and power, electric | 36629 | 35545 | 195099 | 204651 | 209418 | 203833 | 209167 | 213200 | 354215 | 366360 | 343368 | 1134511 | 1530733 | 1545150 | 1782107 | 1532552 | 1643453 | 1685171 | 2313574 | 2865726 | 2957507 | 3043591 | 2897277 | 2850204 | 2725860 | 2632009 | 2426541 | 1774613 | 1012843 | 1011572 | 983900 | 930200
Colorado | Electric power sector generation subtotal | 56570850 | 53813495 | 56227017 | 55284241 | 53739101 | 54314804 | 52295769 | 53750062 | 52839477 | 52459770 | 51347057 | 50655959 | 50512808 | 53350605 | 53815534 | 50592512 | 49492066 | 47717879 | 46416683 | 45336675 | 46582125 | 43941666 | 39243001 | 38629910 | 37399536 | 36871030 | 35337210 | 35345326 | 33930931 | 33128377 | 32228176 | 32469031
Colorado | ..Combined heat and power, commercial | 26710 | 37725 | 36068 | 26507 | 30509 | 31044 | 27872 | 26149 | 33537 | 24979 | 21945 | 4245 | 3101 | 38995 | 27769 | 28150 | 54162 | 93016 | 119137 | 143155 | 212101 | 145055 | 184318 | 161072 | 153690 | 176089 | 197827 | 218371 | 220635 | 90147 | 25208 | 25208
Colorado | ..Combined heat and power, industrial | 240911 | 263790 | 74649 | 75530 | 74392 | 72632 | 69437 | 71175 | 64421 | 71953 | 63552 | 60588 | 50043 | 51994 | 64189 | 77691 | 70467 | 58598 | 80967 | 120558 | 81787 | 78825 | 93970 | 90582 | 89334 | 90240 | 82198 | 88213 | 88618 | 76965 | 68209 | 53888
Colorado | Industrial and commercial generation subtotal | 267622 | 301516 | 110718 | 102037 | 104901 | 103676 | 97309 | 97324 | 97959 | 96931 | 85497 | 64833 | 53144 | 90989 | 91958 | 105841 | 124629 | 151614 | 200104 | 263713 | 293888 | 223880 | 278288 | 251654 | 243024 | 266330 | 280025 | 306584 | 309253 | 167113 | 93417 | 79096
Colorado | Total net generation | 56838472 | 54115011 | 56337734 | 55386279 | 53844002 | 54418480 | 52393077 | 53847386 | 52937436 | 52556701 | 51432554 | 50720792 | 50565952 | 53441594 | 53907492 | 50698353 | 49616694 | 47869492 | 46616787 | 45600388 | 46876013 | 44165546 | 39521289 | 38881564 | 37642561 | 37137359 | 35617235 | 35651910 | 34240184 | 33295489 | 32321592 | 32548127
Colorado | Total international imports | 0 | 0 | 0 | 826 | 0 | 0 | 638 | 279 | 89 | 0 | 135 | 15 | 0 | 1836 | 1268 | 1188 | 6206 | 37353 | 2165 | 6707 | 36121 | 11350 | 2330 | 1200 | 43021 | 0 | 0 | 0 | 0 | 0 | 0 | 0
Colorado | Net interstate imports | 2600224 | 5056043 | 3475030 | 4403593 | 4427492 | 4000292 | 5338623 | 3110160 | 4271592 | 5006750 | 5716900 | 5976958 | 4222317 | 2805490 | 1726737 | 4637397 | 4268874 | 4548577 | 5148171 | 5681503 | 2044335 | 4053818 | 6092539 | 5320256 | 4982139 | 4505771 | 4136272 | 3044441 | 2892441 | 2514313 | 2911151 | 1950402
Colorado | Total supply | 59438696 | 59171054 | 59812764 | 59790698 | 58271494 | 58418772 | 57732338 | 56957825 | 57209117 | 57563451 | 57149589 | 56697765 | 54788269 | 56248920 | 55635497 | 55336938 | 53891774 | 52455422 | 51767123 | 51288598 | 48956469 | 48230714 | 45616158 | 44203020 | 42667721 | 41643130 | 39753507 | 38696351 | 37132625 | 35809802 | 35232743 | 34498529
Colorado | Disposition
Colorado | Sales to ultimate customers
Colorado | ..Full service providers | 56170647 | 55957948 | 56450435 | 56288856 | 54663591 | 54632647 | 53944039 | 53336673 | 53376856 | 53454275 | 53232053 | 52716451 | 50836955 | 51946606 | 51050362 | 49426456 | 48025450 | 46396921 | 46133111 | 45936696 | 44236038 | 43020284 | 40570923 | 39574437 | 38069234 | 37072975 | 35316819 | 34502279 | 32957803 | 31821970 | 31456688 | 30794588
Colorado | ..Energy-only providers | 0 | 0 | 0 | 0 | 0 | 0 | 0 | 0 | 0 | 0 | 0 | 0 | 0 | 0 | 0 | 0 | 0 | 0 | 0 | 0 | 0 | 0 | 0 | 0 | 0 | 0 | 0 | 0 | 0 | 0 | 0 | 0
Colorado | ..Facility direct sales | 180562 | 92316 | 70388 | 161624 | 166595 | 169390 | 172007 | 59848 | 64793 | 231022 | 226232 | 201335 | 198951 | 195867 | 248794 | 307242 | 327786 | 326920 | 361534 | 141066 | 0 | 0 | 0 | 0 | 0 | 0 | 0 | 0 | 0 | 0 | 0 | 0
Colorado | Total electric industry sales | 56351209 | 56050264 | 56520823 | 56450480 | 54830186 | 54802037 | 54116046 | 53396521 | 53441649 | 53685297 | 53458285 | 52917786 | 51035906 | 52142473 | 51299156 | 49733698 | 48353236 | 46723841 | 46494645 | 46077762 | 44236038 | 43020284 | 40570923 | 39574437 | 38069234 | 37072975 | 35316819 | 34502279 | 32957803 | 31821970 | 31456688 | 30794588
Colorado | Direct use | 76462 | 83313 | 86056 | 75593 | 76519 | 76539 | 73138 | 83636 | 89054 | 51480 | 41384 | 43359 | 43472 | 100801 | 270224 | 150126 | 84018 | 495780 | 495263 | 489053 | 478648 | 464885 | 509467 | 507183 | 636824 | 475354 | 449470 | 484887 | 481247 | 418642 | 344749 | 329123
Colorado | Total international exports | 0 | 0 | 0 | 135 | 0 | 12 | 109 | 6912 | 1366 | 1365 | 7877 | 3136 | 15 | 3200 | 1679 | 0 | 194 | 0 | 0 | 0 | 0 | 0 | 0 | 0 | 0 | 0 | 0 | 0 | 0 | 0 | 0 | 0
Colorado | Estimated losses | 2651126 | 3121678 | 3064779 | 2911583 | 2982676 | 2860178 | 2699614 | 2780354 | 2870866 | 2907271 | 3303382 | 3269143 | 3248814 | 3321501 | 3246851 | 3224677 | 3231724 | 3423736 | 3414015 | 3456276 | 3459411 | 3346258 | 3182875 | 2814047 | 2870303 | 2877667 | 2695565 | 2621012 | 2637733 | 2515647 | 2415396 | 2337950
Colorado | Unaccounted | 359899 | -84202 | 141106 | 352906 | 382112 | 680006 | 843432 | 690402 | 806182 | 918038 | 338661 | 464341 | 460061 | 680944 | 817587 | 0 | 0 | 0 | 0 | 0 | 0 | 0 | 0 | 0 | 0 | 0 | 0 | 0 | 0 | 0 | 0 | 0
Colorado | Net interstate exports | 0 | 0 | 0 | 0 | 0 | 0 | 0 | 0 | 0 | 0 | 0 | 0 | 0 | 0 | 0 | 0 | 0 | 0 | 0 | 0 | 0 | 0 | 0 | 0 | 0 | 0 | 0 | 0 | 0 | 0 | 0 | 0
Colorado | Total disposition | 59438696 | 59171054 | 59812764 | 59790698 | 58271494 | 58418772 | 57732338 | 56957825 | 57209117 | 57563451 | 57149589 | 56697765 | 54788269 | 56248920 | 55635497 | 55336938 | 53891774 | 52455422 | 51767123 | 51288598 | 48956469 | 48230714 | 45616158 | 44203020 | 42667721 | 41643130 | 39753507 | 38696351 | 37132625 | 35809802 | 35232743 | 34498529
Colorado | Net interstate trade | -2600224 | -5056043 | -3475030 | -4403593 | -4427492 | -4000292 | -5338623 | -3110160 | -4271592 | -5006750 | -5716900 | -5976958 | -4222317 | -2805490 | -1726737 | -4637397 | -4268874 | -4548577 | -5148171 | -5681503 | -2044335 | -4053818 | -6092539 | -5320256 | -4982139 | -4505771 | -4136272 | -3044441 | -2892441 | -2514313 | -2911151 | -1950402
Colorado | Net trade index (ratio) | 0.96 | 0.91 | 0.94 | 0.93 | 0.92 | 0.93 | 0.91 | 0.95 | 0.93 | 0.91 | 0.9 | 0.89 | 0.92 | 0.95 | 0.97 | 0.92 | 0.92 | 0.91 | 0.9 | 0.89 | 0.96 | 0.92 | 0.87 | 0.88 | 0.88 | 0.89 | 0.9 | 0.92 | 0.92 | 0.93 | 0.92 | 0.94
Colorado | Facility Direct Sales are electricity sales from non utility power producers which reported electricity sales to an ultimate customer. Net Interstate Trade = Total Supply - (Total Electric Industry Sales + Direct Use + Total International Exports (if applies) + Estimated Losses). Net Trade Index is the sum of Total Supply / (Total Disposition - Net Interstate Trade). A negative Net Interstate Trade value indicates a net import of electric power. Notes: Totals may not equal sum of components because of independent rounding. Estimated Losses are reported at the utility level, and then allocated to States based on the utility`s salesto ultimate customers by State. Reported losses may include electricity unaccounted for by the utility. Direct use is commercial or industrial use of electricity that (1) is self-generated (2) is produced by either the same entity that consumes the power or an affiliate,and (3) is used in direct support of a service or industrial process located within the same facility or group of facilities that houses the generating equipment. Direct use is exclusive of station use. Beginning with publication year 2010, Total disposition has been reorganized to include Net Interstate Trade. Therefore, Total Disposition equals Total Supply. Sources: U.S. Energy Information Administration, Form EIA-923, Power Plant Operations Report and predecessor forms. U.S. Energy Information Administration,Form EIA-860, Annual Electric Generator Report. U.S. Energy Information Administration, Form EIA-861, Annual Electric Power Industry Report. Form EIA-111, Quarterly Imports and Exports Report.
Connecticut
Connecticut | megawatthours
Connecticut | Category | Year 2021 | Year 2020 | Year 2019 | Year 2018 | Year 2017 | Year 2016 | Year 2015 | Year 2014 | Year 2013 | Year 2012 | Year 2011 | Year 2010 | Year 2009 | Year 2008 | Year 2007 | Year 2006 | Year 2005 | Year 2004 | Year 2003 | Year 2002 | Year 2001 | Year 2000 | Year 1999 | Year 1998 | Year 1997 | Year 1996 | Year 1995 | Year 1994 | Year 1993 | Year 1992 | Year 1991 | Year 1990
Connecticut | Supply
Connecticut | Generation
Connecticut | ..Electric utilities | 112785 | 95906 | 98554 | 108940 | 98350 | 74075 | 44645 | 54693 | 50273 | 36816 | 92735 | 65570 | 47137 | 52334 | 37217 | 47612 | 41709 | 45095 | 59812 | 21463 | 2816826 | 16992594 | 20484367 | 15122925 | 13227766 | 15773738 | 26931900 | 27201416 | 28714867 | 25153644 | 23552082 | 32155574
Connecticut | ..Independent power producers | 42824314 | 39963877 | 38651474 | 38005620 | 33204311 | 35256433 | 36341469 | 32560362 | 34459537 | 34566599 | 32801371 | 31184688 | 28959236 | 28138483 | 31087013 | 32430695 | 31564027 | 30345047 | 27166517 | 28878256 | 25296120 | 13223244 | 4992718 | 1460849 | 1246481 | 1279140 | 1603927 | 1099243 | 1058104 | 1023563 | 719003 | 672826
Connecticut | ..Combined heat and power, electric | 184053 | 186291 | 194535 | 261724 | 221348 | 254862 | 196598 | 148905 | 139060 | 780874 | 406618 | 1723788 | 1874004 | 1956376 | 1831289 | 1873745 | 1697139 | 1965663 | 1985668 | 2052655 | 2080286 | 2401242 | 2243074 | 2263539 | 2320840 | 2289052 | 2512344 | 2552302 | 2690508 | 2670940 | 2561652 | 1986752
Connecticut | Electric power sector generation subtotal | 43121152 | 40246075 | 38944563 | 38376284 | 33524009 | 35585370 | 36582711 | 32763959 | 34648870 | 35384289 | 33300725 | 32974046 | 30880377 | 30147193 | 32955519 | 34352052 | 33302875 | 32355806 | 29211997 | 30952373 | 30193232 | 32617080 | 27720159 | 18847313 | 16795086 | 19341930 | 31048171 | 30852961 | 32463479 | 28848147 | 26832737 | 34815151
Connecticut | ..Combined heat and power, commercial | 314097 | 330389 | 444761 | 432822 | 422813 | 409492 | 401950 | 440246 | 347217 | 396574 | 211290 | 69779 | 46645 | 43870 | 43514 | 38271 | 39754 | 42924 | 45444 | 47541 | 40928 | 46937 | 546665 | 481675 | 515058 | 561893 | 96567 | 90698 | 104077 | 107532 | 112125 | 141781
Connecticut | ..Combined heat and power, industrial | 644693 | 614109 | 660714 | 644445 | 615832 | 501698 | 485961 | 472775 | 614703 | 336681 | 233206 | 305799 | 279200 | 218409 | 172176 | 291413 | 207119 | 234677 | 287609 | 311304 | 256480 | 303552 | 330073 | 362505 | 364152 | 307574 | 327732 | 235258 | 317015 | 255700 | 91604 | 190315
Connecticut | Industrial and commercial generation subtotal | 958790 | 944498 | 1105475 | 1077267 | 1038645 | 911190 | 887911 | 913021 | 961920 | 733255 | 444496 | 375577 | 325845 | 262280 | 215690 | 329684 | 246872 | 277602 | 333053 | 358845 | 297408 | 350489 | 876738 | 844180 | 879210 | 869467 | 424299 | 325955 | 421092 | 363232 | 203729 | 332097
Connecticut | Total net generation | 44079943 | 41190572 | 40050038 | 39453552 | 34562654 | 36496560 | 37470622 | 33676980 | 35610789 | 36117544 | 33745221 | 33349623 | 31206222 | 30409473 | 33171209 | 34681736 | 33549747 | 32633408 | 29545050 | 31311218 | 30490640 | 32967568 | 28596897 | 19691493 | 17674296 | 20211397 | 31472471 | 31178916 | 32884571 | 29211379 | 27036466 | 35147248
Connecticut | Total international imports | 0 | 0 | 0 | 530358 | 527229 | 546252 | 625504 | 671110 | 584738 | 0 | 2347986 | 1948867 | 2566745 | 2161054 | 1831553 | 1346065 | 1337800 | 1061203 | 472004 | 325649 | 765675 | 1947179 | 1934370 | 1765571 | 1699344 | 1325287 | 1276159 | 1179296 | 1075758 | 902319 | 537158 | 36686
Connecticut | Net interstate imports | 0 | 0 | 0 | 0 | 0 | 0 | 0 | 0 | 0 | 0 | 0 | 0 | 0 | 1426242 | 2667825 | 0 | 2172761 | 2539158 | 5549845 | 2951239 | 2544606 | 0 | 2978287 | 10892219 | 12493084 | 10383589 | 0 | 0 | 0 | 412839 | 2859466 | 0
Connecticut | Total supply | 44079943 | 41190572 | 40050038 | 39983910 | 35089883 | 37042812 | 38096126 | 34348090 | 36195527 | 36117544 | 36093207 | 35298490 | 33772967 | 33996769 | 37670587 | 36027801 | 37060308 | 36233769 | 35566899 | 34588106 | 33800921 | 34914747 | 33509554 | 32349283 | 31866724 | 31920273 | 32748630 | 32358212 | 33960329 | 30526537 | 30433090 | 35183934
Connecticut | Disposition
Connecticut | Sales to ultimate customers
Connecticut | ..Full service providers | 14629759 | 14001202 | 13501894 | 13667330 | 12402641 | 12305217 | 12457127 | 12637103 | 11052116 | 10492417 | 11365328 | 13676247 | 16660567 | 19192156 | 24074606 | 30114415 | 32354549 | 31470175 | 31230118 | 30615280 | 30526724 | 29952407 | 29803004 | 28956144 | 28432096 | 28416945 | 27969969 | 28025671 | 27238487 | 27126971 | 27171405 | 27187238
Connecticut | ..Energy-only providers | 12946047 | 12960910 | 14235828 | 15034880 | 15617204 | 16546351 | 16998365 | 16656291 | 18699199 | 18959533 | 18475613 | 16676808 | 13016458 | 11724416 | 10014749 | 1528796 | 740480 | 744435 | 600100 | 390209 | 14034 | 0 | 0 | 0 | 0 | 0 | 0 | 0 | 0 | 0 | 0 | 0
Connecticut | ..Facility direct sales | 161800 | 151561 | 162274 | 131715 | 115685 | 79519 | 20663 | 61066 | 73201 | 40388 | 18052 | 38711 | 38739 | 39972 | 39752 | 34242 | 0 | 0 | 0 | 67454 | 0 | 0 | 0 | 0 | 0 | 0 | 0 | 0 | 0 | 0 | 0 | 0
Connecticut | Total electric industry sales | 27737606 | 27113673 | 27899996 | 28833925 | 28135530 | 28931087 | 29476155 | 29354460 | 29824516 | 29492338 | 29858993 | 30391766 | 29715764 | 30956544 | 34129107 | 31677453 | 33095029 | 32214610 | 31830218 | 31072943 | 30540758 | 29952407 | 29803004 | 28956144 | 28432096 | 28416945 | 27969969 | 28025671 | 27238487 | 27126971 | 27171405 | 27187238
Connecticut | Direct use | 885235 | 862269 | 1000623 | 1007910 | 981617 | 841998 | 838989 | 837754 | 992317 | 786983 | 487407 | 611350 | 554157 | 492675 | 505578 | 302207 | 225040 | 1540638 | 1539033 | 1519735 | 1487402 | 3280319 | 725100 | 598457 | 704595 | 603708 | 601542 | 523034 | 624526 | 455298 | 327728 | 442483
Connecticut | Total international exports | 0 | 0 | 0 | 6 | 0 | 5 | 0 | 252 | 492 | 0 | 2398 | 167676 | 165708 | 171332 | 331849 | 180841 | 174431 | 66216 | 125944 | 0 | 0 | 362070 | 21 | 6239 | 0 | 0 | 0 | 0 | 0 | 0 | 0 | 0
Connecticut | Estimated losses | 1304957 | 1510076 | 1512846 | 1487186 | 1530529 | 1509945 | 1470437 | 1528485 | 1602162 | 1597127 | 1845096 | 1877535 | 1891629 | 1971947 | 2160116 | 2053930 | 2211931 | 2360558 | 2337233 | 2330770 | 2388393 | 2329796 | 2338109 | 2059005 | 2143693 | 2205772 | 2134814 | 2129007 | 2179996 | 2144489 | 2086351 | 2064077
Connecticut | Unaccounted | 177152 | -40732 | 69653 | 180258 | 196077 | 358989 | 459404 | 379545 | 449911 | 504330 | 189158 | 266681 | 267872 | 404271 | 543937 | 0 | 0 | 0 | 0 | 0 | 0 | 0 | 0 | 0 | 0 | 0 | 0 | 0 | 0 | 0 | 0 | 0
Connecticut | Net interstate exports | 13974993 | 11745286 | 9566919 | 8474624 | 4246130 | 5400788 | 5851141 | 2247595 | 3326129 | 3736766 | 3710154 | 1983482 | 1177837 | 0 | 0 | 600365 | 0 | 0 | 0 | 0 | 0 | 969602 | 0 | 0 | 0 | 0 | 1264677 | 925634 | 3271262 | 0 | 0 | 4726491
Connecticut | Total disposition | 44079943 | 41190572 | 40050038 | 39983910 | 35089883 | 37042812 | 38096126 | 34348090 | 36195527 | 36117544 | 36093207 | 35298490 | 33772967 | 33996769 | 37670587 | 36027801 | 37060308 | 36233769 | 35566899 | 34588106 | 33800921 | 34914747 | 33509554 | 32349283 | 31866724 | 31920273 | 32748630 | 32358212 | 33960329 | 30526537 | 30433090 | 35183934
Connecticut | Net interstate trade | 13974993 | 11745286 | 9566919 | 8474624 | 4246130 | 5400788 | 5851141 | 2247595 | 3326129 | 3736766 | 3710154 | 1983482 | 1177837 | -1426242 | -2667825 | 600365 | -2172761 | -2539158 | -5549845 | -2951239 | -2544606 | 969602 | -2978287 | -10892219 | -12493084 | -10383589 | 1264677 | 925634 | 3271262 | -412839 | -2859466 | 4726491
Connecticut | Net trade index (ratio) | 1.46 | 1.4 | 1.31 | 1.27 | 1.14 | 1.17 | 1.18 | 1.07 | 1.1 | 1.12 | 1.11 | 1.06 | 1.04 | 0.96 | 0.93 | 1.02 | 0.94 | 0.93 | 0.84 | 0.91 | 0.92 | 1.03 | 0.91 | 0.66 | 0.61 | 0.67 | 1.04 | 1.03 | 1.11 | 0.99 | 0.91 | 1.16
Connecticut | Facility Direct Sales are electricity sales from non utility power producers which reported electricity sales to an ultimate customer. Net Interstate Trade = Total Supply - (Total Electric Industry Sales + Direct Use + Total International Exports (if applies) + Estimated Losses). Net Trade Index is the sum of Total Supply / (Total Disposition - Net Interstate Trade). A negative Net Interstate Trade value indicates a net import of electric power. Notes: Totals may not equal sum of components because of independent rounding. Estimated Losses are reported at the utility level, and then allocated to States based on the utility`s salesto ultimate customers by State. Reported losses may include electricity unaccounted for by the utility. Direct use is commercial or industrial use of electricity that (1) is self-generated (2) is produced by either the same entity that consumes the power or an affiliate,and (3) is used in direct support of a service or industrial process located within the same facility or group of facilities that houses the generating equipment. Direct use is exclusive of station use. Beginning with publication year 2010, Total disposition has been reorganized to include Net Interstate Trade. Therefore, Total Disposition equals Total Supply. Sources: U.S. Energy Information Administration, Form EIA-923, Power Plant Operations Report and predecessor forms. U.S. Energy Information Administration,Form EIA-860, Annual Electric Generator Report. U.S. Energy Information Administration, Form EIA-861, Annual Electric Power Industry Report. Form EIA-111, Quarterly Imports and Exports Report.
Delaware
Delaware | megawatthours
Delaware | Category | Year 2021 | Year 2020 | Year 2019 | Year 2018 | Year 2017 | Year 2016 | Year 2015 | Year 2014 | Year 2013 | Year 2012 | Year 2011 | Year 2010 | Year 2009 | Year 2008 | Year 2007 | Year 2006 | Year 2005 | Year 2004 | Year 2003 | Year 2002 | Year 2001 | Year 2000 | Year 1999 | Year 1998 | Year 1997 | Year 1996 | Year 1995 | Year 1994 | Year 1993 | Year 1992 | Year 1991 | Year 1990
Delaware | Supply
Delaware | Generation
Delaware | ..Electric utilities | 27512 | 34056 | 35107 | 36911 | 23760 | 80088 | 50051 | 49050 | 25986 | 12435 | 19752 | 30059 | 12768 | 19068 | 47830 | 16558 | 25989 | 23751 | 31107 | 170994 | 1872053 | 4137127 | 6239372 | 6317738 | 6578599 | 8121853 | 8324101 | 8501043 | 8306462 | 6267492 | 7603723 | 7099663
Delaware | ..Independent power producers | 3239150 | 3916763 | 3782477 | 5031168 | 6232166 | 7120386 | 6273402 | 6566396 | 6267297 | 6703123 | 5418306 | 4839273 | 3694580 | 5226557 | 7283078 | 6024831 | 7077737 | 6865919 | 6652748 | 5271458 | 4428571 | 1402289 | 0 | 0 | 0 | 0 | 0 | 0 | 0 | 0 | 0 | 0
Delaware | ..Combined heat and power, electric | 120682 | 87197 | 103374 | 93314 | 72227 | 235334 | 259727 | 199426 | 504615 | 1143118 | 750678 | 758313 | 675335 | 1578822 | 132091 | 101557 | 129440 | 128361 | 109420 | 0 | 0 | 0 | 0 | 0 | 0 | 0 | 0 | 0 | 0 | 0 | 0 | 0
Delaware | Electric power sector generation subtotal | 3387344 | 4038016 | 3920958 | 5161393 | 6328152 | 7435808 | 6583180 | 6814872 | 6797898 | 7858676 | 6188736 | 5627645 | 4382683 | 6824447 | 7462999 | 6142946 | 7233166 | 7018031 | 6793275 | 5442452 | 6300624 | 5539416 | 6239372 | 6317738 | 6578599 | 8121853 | 8324101 | 8501043 | 8306462 | 6267492 | 7603723 | 7099663
Delaware | ..Combined heat and power, commercial | 6427 | 5671 | 5725 | 5803 | 6417 | 6653 | 6198 | 6767 | 4458 | 3638 | 4825 | 0 | 0 | 0 | 0 | 0 | 0 | 0 | 0 | 0 | 0 | 0 | 0 | 0 | 0 | 0 | 0 | 0 | 0 | 0 | 0 | 0
Delaware | ..Combined heat and power, industrial | 911355 | 1161685 | 1331855 | 1073448 | 1161407 | 1288800 | 1220627 | 881944 | 958505 | 771380 | 396634 | 0 | 458880 | 699392 | 1071164 | 1039234 | 903402 | 837522 | 599012 | 560038 | 507062 | 448036 | 612366 | 580846 | 644036 | 732595 | 708735 | 729234 | 711219 | 716793 | 234409 | 741836
Delaware | Industrial and commercial generation subtotal | 917782 | 1167356 | 1337580 | 1079251 | 1167824 | 1295453 | 1226825 | 888711 | 962963 | 775018 | 401459 | 0 | 458880 | 699392 | 1071164 | 1039234 | 903402 | 837522 | 599012 | 560038 | 507062 | 448036 | 612366 | 580846 | 644036 | 732595 | 708735 | 729234 | 711219 | 716793 | 234409 | 741836
Delaware | Total net generation | 4305126 | 5205372 | 5258538 | 6240644 | 7495976 | 8731261 | 7810006 | 7703584 | 7760861 | 8633694 | 6590195 | 5627645 | 4841563 | 7523839 | 8534163 | 7182179 | 8136568 | 7855553 | 7392287 | 6002490 | 6807686 | 5987452 | 6851738 | 6898584 | 7222635 | 8854448 | 9032836 | 9230277 | 9017681 | 6984285 | 7838132 | 7841499
Delaware | Total international imports | 0 | 0 | 0 | 3073 | 17762 | 0 | 0 | 0 | 0 | 0 | 0 | 0 | 0 | 0 | 0 | 0 | 0 | 0 | 0 | 0 | 0 | 0 | 0 | 0 | 0 | 0 | 0 | 0 | 0 | 0 | 0 | 0
Delaware | Net interstate imports | 8517519 | 7246261 | 7563255 | 6931770 | 5100479 | 4088664 | 5209849 | 5092416 | 5141182 | 4441032 | 6084938 | 6799157 | 7723439 | 5877137 | 5184363 | 5674757 | 5391074 | 5348772 | 6636522 | 7375846 | 5785576 | 6652703 | 5013373 | 4715811 | 4122987 | 1975272 | 1750671 | 1199618 | 1259359 | 2617901 | 1722465 | 1439359
Delaware | Total supply | 12822645 | 12451633 | 12821793 | 13175487 | 12614217 | 12819925 | 13019855 | 12796000 | 12902043 | 13074726 | 12675133 | 12426802 | 12565002 | 13400976 | 13718526 | 12856936 | 13527642 | 13204325 | 14028809 | 13378336 | 12593262 | 12640155 | 11865111 | 11614395 | 11345622 | 10829720 | 10783507 | 10429895 | 10277040 | 9602186 | 9560597 | 9280858
Delaware | Disposition
Delaware | Sales to ultimate customers
Delaware | ..Full service providers | 7375890 | 7070213 | 7298054 | 7438479 | 6882217 | 6990155 | 7142444 | 6824942 | 6808130 | 7063915 | 7347959 | 7582539 | 7212679 | 7789197 | 7827659 | 9043983 | 11187095 | 10751187 | 10488250 | 10863633 | 10460023 | 10771563 | 10493508 | 10397825 | 10122428 | 9640700 | 9579533 | 9298971 | 9121134 | 8532380 | 8535864 | 8283867
Delaware | ..Energy-only providers | 4102047 | 4056851 | 4159755 | 4330375 | 4245188 | 4268283 | 4355761 | 4511506 | 4537660 | 4453264 | 4134859 | 4023393 | 4045099 | 3959586 | 4041151 | 2510689 | 949693 | 1009966 | 2111340 | 1155101 | 918603 | 502727 | 58865 | 0 | 0 | 0 | 0 | 0 | 0 | 0 | 0 | 0
Delaware | ..Facility direct sales | 1718 | 1987 | 11613 | 4246 | 1198 | 0 | 0 | 2029 | 2066 | 2152 | 478 | 0 | 0 | 0 | 0 | 0 | 0 | 0 | 0 | 0 | 0 | 0 | 0 | 0 | 0 | 0 | 0 | 0 | 0 | 0 | 0 | 0
Delaware | Total electric industry sales | 11479655 | 11129051 | 11469422 | 11773100 | 11128603 | 11258438 | 11498205 | 11338477 | 11347856 | 11519331 | 11483296 | 11605932 | 11257778 | 11748783 | 11868810 | 11554672 | 12136788 | 11761153 | 12599590 | 12018734 | 11378626 | 11274290 | 10552373 | 10397825 | 10122428 | 9640700 | 9579533 | 9298971 | 9121134 | 8532380 | 8535864 | 8283867
Delaware | Direct use | 729595 | 719476 | 701821 | 721471 | 802677 | 834197 | 768848 | 720525 | 773399 | 734593 | 409495 | 2042 | 489100 | 750358 | 909349 | 493536 | 736050 | 564017 | 563430 | 556365 | 544528 | 492236 | 612366 | 580846 | 644036 | 691686 | 667826 | 679092 | 652910 | 666708 | 188275 | 701782
Delaware | Total international exports | 0 | 0 | 0 | 86 | 3 | 0 | 0 | 0 | 0 | 0 | 0 | 0 | 0 | 0 | 0 | 0 | 0 | 0 | 0 | 0 | 0 | 0 | 0 | 0 | 0 | 0 | 0 | 0 | 0 | 0 | 0 | 0
Delaware | Estimated losses | 540077 | 619824 | 621917 | 607229 | 605379 | 587590 | 573595 | 590394 | 609603 | 623817 | 709595 | 716989 | 716641 | 748403 | 751206 | 749192 | 811171 | 861810 | 925164 | 901521 | 889848 | 876951 | 827857 | 739366 | 763200 | 748327 | 731160 | 706409 | 729997 | 674517 | 655424 | 628918
Delaware | Unaccounted | 73317 | -16719 | 28634 | 73601 | 77555 | 139699 | 179207 | 146603 | 171185 | 196985 | 72747 | 101839 | 101483 | 153431 | 189161 | 0 | 0 | 0 | 0 | 0 | 0 | 0 | 0 | 0 | 0 | 0 | 0 | 0 | 0 | 0 | 0 | 0
Delaware | Net interstate exports | 0 | 0 | 0 | 0 | 0 | 0 | 0 | 0 | 0 | 0 | 0 | 0 | 0 | 0 | 0 | 0 | 0 | 0 | 0 | 0 | 0 | 0 | 0 | 0 | 0 | 0 | 0 | 0 | 0 | 0 | 0 | 0
Delaware | Total disposition | 12822645 | 12451633 | 12821793 | 13175487 | 12614217 | 12819925 | 13019855 | 12796000 | 12902043 | 13074726 | 12675133 | 12426802 | 12565002 | 13400976 | 13718526 | 12856936 | 13527642 | 13204325 | 14028809 | 13378336 | 12593262 | 12640155 | 11865111 | 11614395 | 11345622 | 10829720 | 10783507 | 10429895 | 10277040 | 9602186 | 9560597 | 9280858
Delaware | Net interstate trade | -8517519 | -7246261 | -7563255 | -6931770 | -5100479 | -4088664 | -5209849 | -5092416 | -5141182 | -4441032 | -6084938 | -6799157 | -7723439 | -5877137 | -5184363 | -5674757 | -5391074 | -5348772 | -6636522 | -7375846 | -5785576 | -6652703 | -5013373 | -4715811 | -4122987 | -1975272 | -1750671 | -1199618 | -1259359 | -2617901 | -1722465 | -1439359
Delaware | Net trade index (ratio) | 0.34 | 0.42 | 0.41 | 0.47 | 0.6 | 0.68 | 0.6 | 0.6 | 0.6 | 0.66 | 0.52 | 0.45 | 0.39 | 0.56 | 0.62 | 0.56 | 0.6 | 0.59 | 0.53 | 0.45 | 0.54 | 0.47 | 0.58 | 0.59 | 0.64 | 0.82 | 0.84 | 0.88 | 0.88 | 0.73 | 0.82 | 0.84
Delaware | Facility Direct Sales are electricity sales from non utility power producers which reported electricity sales to an ultimate customer. Net Interstate Trade = Total Supply - (Total Electric Industry Sales + Direct Use + Total International Exports (if applies) + Estimated Losses). Net Trade Index is the sum of Total Supply / (Total Disposition - Net Interstate Trade). A negative Net Interstate Trade value indicates a net import of electric power. Notes: Totals may not equal sum of components because of independent rounding. Estimated Losses are reported at the utility level, and then allocated to States based on the utility`s salesto ultimate customers by State. Reported losses may include electricity unaccounted for by the utility. Direct use is commercial or industrial use of electricity that (1) is self-generated (2) is produced by either the same entity that consumes the power or an affiliate,and (3) is used in direct support of a service or industrial process located within the same facility or group of facilities that houses the generating equipment. Direct use is exclusive of station use. Beginning with publication year 2010, Total disposition has been reorganized to include Net Interstate Trade. Therefore, Total Disposition equals Total Supply. Sources: U.S. Energy Information Administration, Form EIA-923, Power Plant Operations Report and predecessor forms. U.S. Energy Information Administration,Form EIA-860, Annual Electric Generator Report. U.S. Energy Information Administration, Form EIA-861, Annual Electric Power Industry Report. Form EIA-111, Quarterly Imports and Exports Report.
Florida
Florida | megawatthours
Florida | Category | Year 2021 | Year 2020 | Year 2019 | Year 2018 | Year 2017 | Year 2016 | Year 2015 | Year 2014 | Year 2013 | Year 2012 | Year 2011 | Year 2010 | Year 2009 | Year 2008 | Year 2007 | Year 2006 | Year 2005 | Year 2004 | Year 2003 | Year 2002 | Year 2001 | Year 2000 | Year 1999 | Year 1998 | Year 1997 | Year 1996 | Year 1995 | Year 1994 | Year 1993 | Year 1992 | Year 1991 | Year 1990
Florida | Supply
Florida | Generation
Florida | ..Electric utilities | 229657445 | 234441891 | 229438375 | 227284079 | 222272234 | 216243634 | 218247420 | 211970587 | 202527297 | 198199458 | 200023291 | 206062185 | 195063261 | 196524348 | 200533885 | 200015227 | 196096285 | 193383664 | 188034719 | 182346629 | 170966177 | 169888638 | 166914264 | 169447167 | 147983676 | 145140217 | 147156684 | 141790885 | 140066943 | 133976775 | 130743964 | 123623905
Florida | ..Independent power producers | 9617459 | 9533304 | 8929822 | 9629156 | 7785644 | 12123015 | 9718630 | 8673745 | 9084375 | 11600728 | 10403605 | 10586569 | 10773917 | 10142101 | 11499635 | 10155664 | 10189125 | 10334411 | 8275589 | 7247050 | 5674637 | 5676399 | 4560101 | 4257920 | 3715901 | 3902842 | 4081667 | 3551320 | 3471849 | 3024693 | 2266868 | 1695776
Florida | ..Combined heat and power, electric | 2007886 | 1977277 | 2059196 | 2179067 | 3095746 | 4452653 | 4011388 | 4170131 | 5216521 | 5816994 | 5711247 | 6914176 | 7202635 | 8325523 | 8419540 | 8656172 | 8514852 | 8779323 | 10335088 | 9241656 | 8956926 | 10037086 | 9525895 | 9348091 | 9779297 | 11124861 | 9332853 | 5777239 | 2137878 | 744962 | 548869 | 647307
Florida | Electric power sector generation subtotal | 241282789 | 245952472 | 240427393 | 239092301 | 233153624 | 232819301 | 231977438 | 224814464 | 216828193 | 215617179 | 216138144 | 223562930 | 213039813 | 214991972 | 220453060 | 218827063 | 214800262 | 212497397 | 206645396 | 198835335 | 185597739 | 185602123 | 181000260 | 183053177 | 161478874 | 160167920 | 160571205 | 151119444 | 145676670 | 137746429 | 133559701 | 125966988
Florida | ..Combined heat and power, commercial | 437227 | 96203 | 69530 | 80386 | 71665 | 84478 | 79072 | 66854 | 63980 | 64755 | 67377 | 68668 | 64295 | 69751 | 82076 | 90624 | 97299 | 96247 | 73251 | 110845 | 107234 | 109049 | 117282 | 132489 | 126566 | 124606 | 110519 | 197161 | 247106 | 263027 | 280659 | 244761
Florida | ..Combined heat and power, industrial | 4730359 | 4779125 | 5106562 | 5079348 | 5188148 | 5358371 | 5356123 | 5134620 | 5506751 | 5414202 | 5689053 | 5464337 | 4848201 | 4575096 | 4880923 | 4833934 | 5358850 | 5524283 | 5891365 | 4406595 | 5240368 | 6104667 | 6145881 | 6443329 | 6641554 | 6792412 | 6732650 | 6830243 | 6010379 | 5767685 | 5576330 | 5290802
Florida | Industrial and commercial generation subtotal | 5167586 | 4875328 | 5176092 | 5159734 | 5259812 | 5442848 | 5435195 | 5201474 | 5570731 | 5478957 | 5756430 | 5533005 | 4912496 | 4644846 | 4963000 | 4924558 | 5456149 | 5620530 | 5964616 | 4517440 | 5347602 | 6213716 | 6263163 | 6575818 | 6768120 | 6917017 | 6843169 | 7027404 | 6257485 | 6030713 | 5856989 | 5535563
Florida | Total net generation | 246450375 | 250827799 | 245603485 | 244252035 | 238413437 | 238262150 | 237412633 | 230015937 | 222398924 | 221096136 | 221894574 | 229095935 | 217952308 | 219636818 | 225416060 | 223751621 | 220256412 | 218117928 | 212610011 | 203352775 | 190945341 | 191815839 | 187263423 | 189628995 | 168246994 | 167084937 | 167414374 | 158146848 | 151934155 | 143777142 | 139416690 | 131502551
Florida | Total international imports | 0 | 0 | 0 | 0 | 0 | 0 | 0 | 0 | 0 | 0 | 0 | 0 | 0 | 0 | 0 | 0 | 0 | 0 | 0 | 0 | 0 | 0 | 0 | 0 | 0 | 0 | 0 | 0 | 0 | 0 | 0 | 0
Florida | Net interstate imports | 12987138 | 9563602 | 13459739 | 13242518 | 14286599 | 18056603 | 19001218 | 16132358 | 20153632 | 20558679 | 23985137 | 23308564 | 28117427 | 28820791 | 28855311 | 30184830 | 30494258 | 27284768 | 29423864 | 30936022 | 31233565 | 27751457 | 23299324 | 19643197 | 27941977 | 25934642 | 21123877 | 20796253 | 20166689 | 21659866 | 24490120 | 29300599
Florida | Total supply | 259437513 | 260391401 | 259063224 | 257494553 | 252700036 | 256318753 | 256413851 | 246148295 | 242552556 | 241654815 | 245879711 | 252404499 | 246069735 | 248457609 | 254271371 | 253936451 | 250750670 | 245402696 | 242033875 | 234288797 | 222178906 | 219567296 | 210562747 | 209272192 | 196188971 | 193019579 | 188538251 | 178943101 | 172100844 | 165437008 | 163906810 | 160803150
Florida | Disposition
Florida | Sales to ultimate customers
Florida | ..Full service providers | 241553295 | 242429912 | 240337067 | 238558689 | 233152448 | 235719535 | 235597346 | 226078111 | 221917337 | 220673784 | 225089786 | 231209071 | 224750322 | 226172795 | 231084600 | 228219544 | 224977011 | 218584494 | 217371534 | 210473530 | 200752133 | 195842976 | 187270257 | 187354592 | 175041015 | 171832022 | 167492138 | 159544300 | 152747819 | 147009940 | 146336241 | 143534878
Florida | ..Energy-only providers | 0 | 0 | 0 | 0 | 0 | 0 | 0 | 0 | 0 | 0 | 0 | 0 | 0 | 0 | 0 | 0 | 0 | 0 | 0 | 0 | 0 | 0 | 0 | 0 | 0 | 0 | 0 | 0 | 0 | 0 | 0 | 0
Florida | ..Facility direct sales | 8787 | 10259 | 10888 | 6702 | 2101 | 2287 | 2052 | 0 | 2177 | 549 | 636 | 543 | 0 | 0 | 0 | 0 | 0 | 0 | 7088 | 7800 | 0 | 0 | 0 | 0 | 0 | 0 | 0 | 0 | 0 | 0 | 0 | 0
Florida | Total electric industry sales | 241562082 | 242440171 | 240347955 | 238565391 | 233154549 | 235721822 | 235599398 | 226078111 | 221919514 | 220674333 | 225090422 | 231209614 | 224750322 | 226172795 | 231084600 | 228219544 | 224977011 | 218584494 | 217378622 | 210481330 | 200752133 | 195842976 | 187270257 | 187354592 | 175041015 | 171832022 | 167492138 | 159544300 | 152747819 | 147009940 | 146336241 | 143534878
Florida | Direct use | 4967997 | 4812909 | 5082631 | 5133102 | 5237389 | 5369421 | 5389463 | 5375185 | 5363891 | 5256483 | 5454173 | 4882462 | 4986384 | 4923836 | 4877913 | 5274184 | 5345764 | 6910150 | 6902953 | 6816397 | 6671374 | 6760522 | 6659195 | 7229835 | 7173492 | 7265917 | 6986229 | 6959450 | 6407566 | 6167149 | 6005886 | 5589626
Florida | Total international exports | 0 | 0 | 0 | 0 | 0 | 0 | 0 | 0 | 0 | 0 | 0 | 0 | 0 | 0 | 0 | 0 | 0 | 0 | 0 | 0 | 0 | 0 | 0 | 0 | 0 | 0 | 0 | 0 | 0 | 0 | 0 | 0
Florida | Estimated losses | 11364645 | 13502527 | 13032600 | 12304643 | 12683241 | 12302577 | 11753029 | 11771873 | 11921436 | 11950389 | 13909155 | 14283613 | 14307027 | 14407318 | 14625916 | 14797497 | 15036505 | 16016997 | 15961705 | 15788126 | 15699512 | 15233307 | 14691750 | 13322354 | 13197557 | 13337892 | 12783877 | 12119996 | 12224966 | 11621691 | 11236398 | 10897282
Florida | Unaccounted | 1542789 | -364206 | 600038 | 1491417 | 1624857 | 2924933 | 3671961 | 2923126 | 3347715 | 3773610 | 1425961 | 2028810 | 2026003 | 2953660 | 3682942 | 0 | 0 | 0 | 0 | 0 | 0 | 0 | 0 | 0 | 0 | 0 | 0 | 0 | 0 | 0 | 0 | 0
Florida | Net interstate exports | 0 | 0 | 0 | 0 | 0 | 0 | 0 | 0 | 0 | 0 | 0 | 0 | 0 | 0 | 0 | 0 | 0 | 0 | 0 | 0 | 0 | 0 | 0 | 0 | 0 | 0 | 0 | 0 | 0 | 0 | 0 | 0
Florida | Total disposition | 259437513 | 260391401 | 259063224 | 257494553 | 252700036 | 256318753 | 256413851 | 246148295 | 242552556 | 241654815 | 245879711 | 252404499 | 246069735 | 248457609 | 254271371 | 253936451 | 250750670 | 245402696 | 242033875 | 234288797 | 222178906 | 219567296 | 210562747 | 209272192 | 196188971 | 193019579 | 188538251 | 178943101 | 172100844 | 165437008 | 163906810 | 160803150
Florida | Net interstate trade | -12987138 | -9563602 | -13459739 | -13242518 | -14286599 | -18056603 | -19001218 | -16132358 | -20153632 | -20558679 | -23985137 | -23308564 | -28117427 | -28820791 | -28855311 | -30184830 | -30494258 | -27284768 | -29423864 | -30936022 | -31233565 | -27751457 | -23299324 | -19643197 | -27941977 | -25934642 | -21123877 | -20796253 | -20166689 | -21659866 | -24490120 | -29300599
Florida | Net trade index (ratio) | 0.95 | 0.96 | 0.95 | 0.95 | 0.94 | 0.93 | 0.93 | 0.93 | 0.92 | 0.91 | 0.9 | 0.91 | 0.89 | 0.88 | 0.89 | 0.88 | 0.88 | 0.89 | 0.88 | 0.87 | 0.86 | 0.87 | 0.89 | 0.91 | 0.86 | 0.87 | 0.89 | 0.88 | 0.88 | 0.87 | 0.85 | 0.82
Florida | Facility Direct Sales are electricity sales from non utility power producers which reported electricity sales to an ultimate customer. Net Interstate Trade = Total Supply - (Total Electric Industry Sales + Direct Use + Total International Exports (if applies) + Estimated Losses). Net Trade Index is the sum of Total Supply / (Total Disposition - Net Interstate Trade). A negative Net Interstate Trade value indicates a net import of electric power. Notes: Totals may not equal sum of components because of independent rounding. Estimated Losses are reported at the utility level, and then allocated to States based on the utility`s salesto ultimate customers by State. Reported losses may include electricity unaccounted for by the utility. Direct use is commercial or industrial use of electricity that (1) is self-generated (2) is produced by either the same entity that consumes the power or an affiliate,and (3) is used in direct support of a service or industrial process located within the same facility or group of facilities that houses the generating equipment. Direct use is exclusive of station use. Beginning with publication year 2010, Total disposition has been reorganized to include Net Interstate Trade. Therefore, Total Disposition equals Total Supply. Sources: U.S. Energy Information Administration, Form EIA-923, Power Plant Operations Report and predecessor forms. U.S. Energy Information Administration,Form EIA-860, Annual Electric Generator Report. U.S. Energy Information Administration, Form EIA-861, Annual Electric Power Industry Report. Form EIA-111, Quarterly Imports and Exports Report.
Georgia
Georgia | megawatthours
Georgia | Category | Year 2021 | Year 2020 | Year 2019 | Year 2018 | Year 2017 | Year 2016 | Year 2015 | Year 2014 | Year 2013 | Year 2012 | Year 2011 | Year 2010 | Year 2009 | Year 2008 | Year 2007 | Year 2006 | Year 2005 | Year 2004 | Year 2003 | Year 2002 | Year 2001 | Year 2000 | Year 1999 | Year 1998 | Year 1997 | Year 1996 | Year 1995 | Year 1994 | Year 1993 | Year 1992 | Year 1991 | Year 1990
Georgia | Supply
Georgia | Generation
Georgia | ..Electric utilities | 103521223 | 96525504 | 107079418 | 109170814 | 107178796 | 115955092 | 110212881 | 109523336 | 107082884 | 100995036 | 106661687 | 120425913 | 115074702 | 126031263 | 132831987 | 127367613 | 126444777 | 117918895 | 115755114 | 111855967 | 110564676 | 116176834 | 110536794 | 108716930 | 101780433 | 98729242 | 102015724 | 98752712 | 95737505 | 91779352 | 90809416 | 97565058
Georgia | ..Independent power producers | 15007863 | 17844243 | 15875597 | 14534305 | 14849891 | 12169799 | 13220514 | 11410724 | 9046649 | 16131407 | 13065835 | 12115416 | 9080363 | 5430762 | 6842949 | 5163848 | 4913311 | 3861395 | 3030843 | 4893512 | 1847369 | 1430873 | 513263 | 406684 | 218644 | 123791 | 315992 | 53284 | 10653 | 8020 | 7078 | 8020
Georgia | ..Combined heat and power, electric | 532755 | 503607 | 545796 | 289511 | 358256 | 493966 | 254593 | 208880 | 73393 | 380258 | 260774 | 178024 | 25308 | 113555 | 274279 | 177932 | 140773 | 32501 | 207241 | 388372 | 386085 | 663635 | 715946 | 791807 | 568074 | 0 | 0 | 0 | 0 | 0 | 0 | 0
Georgia | Electric power sector generation subtotal | 119061841 | 114873354 | 123500811 | 123994630 | 122386943 | 128618857 | 123687988 | 121142940 | 116202926 | 117506701 | 119988296 | 132719353 | 124180373 | 131575580 | 139949215 | 132709393 | 131498862 | 121812791 | 118993198 | 117137851 | 112798130 | 118271341 | 111766003 | 109915421 | 102567151 | 98853033 | 102331716 | 98805996 | 95748158 | 91787372 | 90816494 | 97573078
Georgia | ..Combined heat and power, commercial | 2933 | 4456 | 7030 | 6911 | 5612 | 7823 | 14056 | 29542 | 27628 | 30845 | 24936 | 22764 | 24142 | 1855 | 4180 | 3813 | 9857 | 3262 | 2983 | 2805 | 2818 | 23836 | 18986 | 17786 | 6242 | 6648 | 14296 | 3637 | 24483 | 3020 | 3452 | 2781
Georgia | ..Combined heat and power, industrial | 5135755 | 5251129 | 5183729 | 5237830 | 5062759 | 4753735 | 5115854 | 4664742 | 4723181 | 4768818 | 4736109 | 4834824 | 4493861 | 4595961 | 5201763 | 5297002 | 5159173 | 4996662 | 5080653 | 9371560 | 5515824 | 5582235 | 5553756 | 5390500 | 5052566 | 5460360 | 5532584 | 5546777 | 5674928 | 5567835 | 5353185 | 5110380
Georgia | Industrial and commercial generation subtotal | 5138688 | 5255585 | 5190758 | 5244742 | 5068371 | 4761559 | 5129910 | 4694284 | 4750808 | 4799663 | 4761045 | 4857588 | 4518004 | 4597815 | 5205943 | 5300815 | 5169030 | 4999924 | 5083636 | 9374365 | 5518642 | 5606071 | 5572742 | 5408285 | 5058808 | 5467008 | 5546880 | 5550414 | 5699410 | 5570854 | 5356636 | 5113161
Georgia | Total net generation | 124200528 | 120128938 | 128691569 | 129239371 | 127455314 | 133380416 | 128817898 | 125837224 | 120953734 | 122306364 | 124749341 | 137576941 | 128698376 | 136173395 | 145155158 | 138010208 | 136667892 | 126812715 | 124076834 | 126512216 | 118316772 | 123877412 | 117338745 | 115323706 | 107625959 | 104320041 | 107878596 | 104356410 | 101447569 | 97358227 | 96173130 | 102686239
Georgia | Total international imports | 0 | 0 | 0 | 0 | 0 | 0 | 0 | 0 | 0 | 0 | 0 | 0 | 0 | 0 | 0 | 0 | 0 | 0 | 0 | 0 | 0 | 0 | 0 | 0 | 0 | 0 | 0 | 0 | 0 | 0 | 0 | 0
Georgia | Net interstate imports | 25602863 | 25731326 | 23672796 | 23993767 | 19302827 | 18944424 | 21213291 | 23344853 | 23337561 | 22961660 | 25369501 | 17886922 | 16116262 | 14025574 | 8327167 | 12020046 | 10752011 | 18538738 | 13628955 | 11280078 | 12047226 | 9747182 | 9330599 | 8350336 | 6978930 | 9479853 | 402067 | 0 | 0 | 0 | 0 | 0
Georgia | Total supply | 149803391 | 145860264 | 152364365 | 153233138 | 146758141 | 152324840 | 150031189 | 149182077 | 144291295 | 145268024 | 150118842 | 155463863 | 144814638 | 150198969 | 153482325 | 150030254 | 147419903 | 145351453 | 137705789 | 137792294 | 130363998 | 133624594 | 126669344 | 123674042 | 114604889 | 113799894 | 108280663 | 104356410 | 101447569 | 97358227 | 96173130 | 102686239
Georgia | Disposition
Georgia | Sales to ultimate customers
Georgia | ..Full service providers | 137351913 | 133428786 | 139251237 | 139810336 | 133431402 | 138085955 | 135856610 | 135767778 | 130491275 | 130978872 | 136371149 | 140671580 | 130765505 | 135173514 | 137453878 | 134834168 | 132265452 | 129465784 | 123676657 | 123789078 | 117790473 | 119185076 | 112655746 | 110720323 | 102249914 | 101307136 | 96192170 | 89913084 | 89191041 | 83391431 | 81539086 | 80440116
Georgia | ..Energy-only providers | 0 | 0 | 0 | 0 | 0 | 0 | 0 | 0 | 0 | 0 | 0 | 0 | 0 | 0 | 0 | 0 | 0 | 0 | 0 | 0 | 0 | 0 | 0 | 0 | 0 | 0 | 0 | 0 | 0 | 0 | 0 | 0
Georgia | ..Facility direct sales | 12039 | 41356 | 49753 | 55738 | 25218 | 26284 | 21605 | 22154 | 6195 | 0 | 0 | 0 | 0 | 0 | 0 | 0 | 0 | 0 | 0 | 0 | 0 | 0 | 0 | 0 | 0 | 0 | 0 | 0 | 0 | 0 | 0 | 0
Georgia | Total electric industry sales | 137363952 | 133470142 | 139300990 | 139866074 | 133456620 | 138112239 | 135878215 | 135789932 | 130497470 | 130978872 | 136371149 | 140671580 | 130765505 | 135173514 | 137453878 | 134834168 | 132265452 | 129465784 | 123676657 | 123789078 | 117790473 | 119185076 | 112655746 | 110720323 | 102249914 | 101307136 | 96192170 | 89913084 | 89191041 | 83391431 | 81539086 | 80440116
Georgia | Direct use | 5099645 | 5157107 | 5162164 | 5278713 | 5111630 | 5290620 | 5256855 | 4565846 | 4814959 | 4956342 | 4456905 | 4867547 | 4546158 | 4649564 | 5137962 | 5421307 | 5092074 | 5562700 | 5556906 | 5487228 | 5370484 | 5609740 | 5590684 | 5422551 | 5630402 | 5471688 | 5542991 | 5535818 | 5677444 | 5539276 | 5338036 | 5105372
Georgia | Total international exports | 0 | 0 | 0 | 0 | 0 | 0 | 0 | 0 | 0 | 0 | 0 | 0 | 0 | 0 | 0 | 0 | 0 | 0 | 0 | 0 | 0 | 0 | 0 | 0 | 0 | 0 | 0 | 0 | 0 | 0 | 0 | 0
Georgia | Estimated losses | 6462490 | 7433522 | 7553441 | 7213964 | 7259830 | 7208227 | 6778373 | 7070573 | 7010277 | 7093025 | 8426869 | 8690376 | 8324195 | 8610619 | 8699796 | 8742495 | 8840059 | 9486734 | 9081345 | 9285372 | 9211623 | 9270605 | 8838083 | 7873067 | 7709330 | 7863631 | 7341890 | 6830367 | 7138284 | 6592408 | 6260962 | 6107078
Georgia | Unaccounted | 877305 | -200506 | 347770 | 874388 | 930061 | 1713753 | 2117745 | 1755725 | 1968589 | 2239786 | 863919 | 1234360 | 1178780 | 1765272 | 2190689 | 0 | 0 | 0 | 0 | 0 | 0 | 0 | 0 | 0 | 0 | 0 | 0 | 0 | 0 | 0 | 0 | 0
Georgia | Net interstate exports | 0 | 0 | 0 | 0 | 0 | 0 | 0 | 0 | 0 | 0 | 0 | 0 | 0 | 0 | 0 | 0 | 0 | 0 | 0 | 0 | 0 | 0 | 0 | 0 | 0 | 0 | 0 | 3509292 | 954161 | 3511996 | 4841663 | 12566626
Georgia | Total disposition | 149803391 | 145860264 | 152364365 | 153233138 | 146758141 | 152324840 | 150031189 | 149182077 | 144291295 | 145268024 | 150118842 | 155463863 | 144814638 | 150198969 | 153482325 | 150030254 | 147419903 | 145351453 | 137705789 | 137792294 | 130363998 | 133624594 | 126669344 | 123674042 | 114604889 | 113799894 | 108280663 | 104356410 | 101447569 | 97358227 | 96173130 | 102686239
Georgia | Net interstate trade | -25602863 | -25731326 | -23672796 | -23993767 | -19302827 | -18944424 | -21213291 | -23344853 | -23337561 | -22961660 | -25369501 | -17886922 | -16116262 | -14025574 | -8327167 | -12020046 | -10752011 | -18538738 | -13628955 | -11280078 | -12047226 | -9747182 | -9330599 | -8350336 | -6978930 | -9479853 | -402067 | 3509292 | 954161 | 3511996 | 4841663 | 12566626
Georgia | Net trade index (ratio) | 0.83 | 0.82 | 0.84 | 0.84 | 0.87 | 0.88 | 0.86 | 0.84 | 0.84 | 0.84 | 0.83 | 0.88 | 0.89 | 0.91 | 0.95 | 0.92 | 0.93 | 0.87 | 0.9 | 0.92 | 0.91 | 0.93 | 0.93 | 0.93 | 0.94 | 0.92 | 1 | 1.03 | 1.01 | 1.04 | 1.05 | 1.14
Georgia | Facility Direct Sales are electricity sales from non utility power producers which reported electricity sales to an ultimate customer. Net Interstate Trade = Total Supply - (Total Electric Industry Sales + Direct Use + Total International Exports (if applies) + Estimated Losses). Net Trade Index is the sum of Total Supply / (Total Disposition - Net Interstate Trade). A negative Net Interstate Trade value indicates a net import of electric power. Notes: Totals may not equal sum of components because of independent rounding. Estimated Losses are reported at the utility level, and then allocated to States based on the utility`s salesto ultimate customers by State. Reported losses may include electricity unaccounted for by the utility. Direct use is commercial or industrial use of electricity that (1) is self-generated (2) is produced by either the same entity that consumes the power or an affiliate,and (3) is used in direct support of a service or industrial process located within the same facility or group of facilities that houses the generating equipment. Direct use is exclusive of station use. Beginning with publication year 2010, Total disposition has been reorganized to include Net Interstate Trade. Therefore, Total Disposition equals Total Supply. Sources: U.S. Energy Information Administration, Form EIA-923, Power Plant Operations Report and predecessor forms. U.S. Energy Information Administration,Form EIA-860, Annual Electric Generator Report. U.S. Energy Information Administration, Form EIA-861, Annual Electric Power Industry Report. Form EIA-111, Quarterly Imports and Exports Report.
Hawaii
Hawaii | megawatthours
Hawaii | Category | Year 2021 | Year 2020 | Year 2019 | Year 2018 | Year 2017 | Year 2016 | Year 2015 | Year 2014 | Year 2013 | Year 2012 | Year 2011 | Year 2010 | Year 2009 | Year 2008 | Year 2007 | Year 2006 | Year 2005 | Year 2004 | Year 2003 | Year 2002 | Year 2001 | Year 2000 | Year 1999 | Year 1998 | Year 1997 | Year 1996 | Year 1995 | Year 1994 | Year 1993 | Year 1992 | Year 1991 | Year 1990
Hawaii | Supply
Hawaii | Generation
Hawaii | ..Electric utilities | 4725470 | 4851252 | 5251860 | 5296030 | 5222562 | 5218132 | 5492172 | 5517389 | 5748256 | 6012748 | 6376331 | 6416068 | 6509550 | 6700636 | 6928397 | 7040473 | 6915159 | 6982469 | 6493205 | 7513051 | 6383088 | 6534692 | 6452068 | 6301169 | 6212643 | 6420195 | 6190584 | 6055087 | 6083815 | 6861255 | 7333192 | 7996096
Hawaii | ..Independent power producers | 1569926 | 1310133 | 1234655 | 1215278 | 1199759 | 1162788 | 1137735 | 1062111 | 983145 | 902627 | 808653 | 761548 | 803741 | 900933 | 507515 | 349246 | 279684 | 266841 | 551293 | 400254 | 521238 | 656302 | 602821 | 647104 | 656259 | 606406 | 641017 | 622693 | 512344 | 408419 | 376591 | 385510
Hawaii | ..Combined heat and power, electric | 2294287 | 2295336 | 2578627 | 2607156 | 2725444 | 2808236 | 2688088 | 2791485 | 2789803 | 2826474 | 2827766 | 2945122 | 3121676 | 3190375 | 3524900 | 3566361 | 3769263 | 3568387 | 3640052 | 3288683 | 3224984 | 2859573 | 2782036 | 2789931 | 2868654 | 2931878 | 2808819 | 2713002 | 2584600 | 1760038 | 145716 | 542289
Hawaii | Electric power sector generation subtotal | 8589683 | 8456721 | 9065142 | 9118464 | 9147765 | 9189156 | 9317995 | 9370985 | 9521204 | 9741849 | 10012750 | 10122738 | 10434967 | 10791944 | 10960812 | 10956080 | 10964106 | 10817697 | 10684550 | 11201988 | 10129310 | 10050567 | 9836925 | 9738204 | 9737556 | 9958479 | 9640419 | 9390783 | 9180760 | 9029712 | 7855500 | 8923895
Hawaii | ..Combined heat and power, commercial | 364214 | 367190 | 413081 | 397634 | 372839 | 405150 | 374653 | 382607 | 359777 | 301196 | 317726 | 312807 | 323031 | 329887 | 304121 | 338649 | 292932 | 325256 | 0 | 0 | 0 | 0 | 0 | 0 | 0 | 0 | 0 | 0 | 0 | 0 | 0 | 0
Hawaii | ..Combined heat and power, industrial | 227933 | 255108 | 271776 | 280675 | 292364 | 354539 | 426852 | 450566 | 386071 | 426224 | 392857 | 400491 | 252535 | 254554 | 268417 | 264445 | 265767 | 267450 | 291822 | 461082 | 503785 | 542837 | 567004 | 489878 | 574690 | 669415 | 663563 | 718119 | 762927 | 814750 | 847736 | 778856
Hawaii | Industrial and commercial generation subtotal | 592147 | 622298 | 684857 | 678309 | 665203 | 759689 | 801505 | 833173 | 745848 | 727420 | 710583 | 713298 | 575566 | 584441 | 572538 | 603094 | 558699 | 592706 | 291822 | 461082 | 503785 | 542837 | 567004 | 489878 | 574690 | 669415 | 663563 | 718119 | 762927 | 814750 | 847736 | 778856
Hawaii | Total net generation | 9181831 | 9079019 | 9749998 | 9796773 | 9812968 | 9948845 | 10119500 | 10204158 | 10267052 | 10469269 | 10723333 | 10836036 | 11010533 | 11376385 | 11533350 | 11559174 | 11522805 | 11410403 | 10976371 | 11663069 | 10633095 | 10593405 | 10403928 | 10228082 | 10312247 | 10627894 | 10303982 | 10108901 | 9943687 | 9844463 | 8703236 | 9702751
Hawaii | Total international imports | 0 | 0 | 0 | 0 | 0 | 0 | 0 | 0 | 0 | 0 | 0 | 0 | 0 | 0 | 0 | 0 | 0 | 0 | 0 | 0 | 0 | 0 | 0 | 0 | 0 | 0 | 0 | 0 | 0 | 0 | 0 | 0
Hawaii | Net interstate imports | 0 | 0 | 0 | 0 | 0 | 0 | 0 | 0 | 0 | 0 | 0 | 0 | 0 | 0 | 0 | 0 | 0 | 0 | 0 | 0 | 0 | 0 | 0 | 0 | 0 | 0 | 0 | 0 | 0 | 0 | 0 | 0
Hawaii | Total supply | 9181831 | 9079019 | 9749998 | 9796773 | 9812968 | 9948845 | 10119500 | 10204158 | 10267052 | 10469269 | 10723333 | 10836036 | 11010533 | 11376385 | 11533350 | 11559174 | 11522805 | 11410403 | 10976371 | 11663069 | 10633095 | 10593405 | 10403928 | 10228082 | 10312247 | 10627894 | 10303982 | 10108901 | 9943687 | 9844463 | 8703236 | 9702751
Hawaii | Disposition
Hawaii | Sales to ultimate customers
Hawaii | ..Full service providers | 8884042 | 8723519 | 9384633 | 9306603 | 9302780 | 9437147 | 9503226 | 9467338 | 9500991 | 9639157 | 9961653 | 10013104 | 10125934 | 10390011 | 10585038 | 10567912 | 10538505 | 10510253 | 10206410 | 9891638 | 9784563 | 9690596 | 9381139 | 9261071 | 9363099 | 9378961 | 9187608 | 8948422 | 8657911 | 8666889 | 8524087 | 8310537
Hawaii | ..Energy-only providers | 0 | 0 | 0 | 0 | 0 | 0 | 0 | 0 | 0 | 0 | 0 | 0 | 0 | 0 | 0 | 0 | 0 | 0 | 0 | 0 | 0 | 0 | 0 | 0 | 0 | 0 | 0 | 0 | 0 | 0 | 0 | 0
Hawaii | ..Facility direct sales | 52440 | 73242 | 68254 | 30558 | 21421 | 8242 | 8126 | 8114 | 2173 | 0 | 0 | 3405 | 251 | 268 | 261 | 0 | 405 | 221267 | 184426 | 8256 | 0 | 0 | 0 | 0 | 0 | 0 | 0 | 0 | 0 | 0 | 0 | 0
Hawaii | Total electric industry sales | 8936482 | 8796761 | 9452887 | 9337161 | 9324201 | 9445389 | 9511352 | 9475452 | 9503164 | 9639157 | 9961653 | 10016509 | 10126185 | 10390279 | 10585299 | 10567912 | 10538910 | 10731520 | 10390836 | 9899894 | 9784563 | 9690596 | 9381139 | 9261071 | 9363099 | 9378961 | 9187608 | 8948422 | 8657911 | 8666889 | 8524087 | 8310537
Hawaii | Direct use | 355064 | 342102 | 411519 | 431799 | 668313 | 733841 | 526917 | 538800 | 426369 | 402384 | 507899 | 471529 | 524094 | 395634 | 338176 | 365273 | 398184 | 480616 | 480116 | 474096 | 464009 | 485049 | 518935 | 432239 | 469097 | 563960 | 571753 | 599348 | 753131 | 606883 | 588512 | 557728
Hawaii | Total international exports | 0 | 0 | 0 | 0 | 0 | 0 | 0 | 0 | 0 | 0 | 0 | 0 | 0 | 0 | 0 | 0 | 0 | 0 | 0 | 0 | 0 | 0 | 0 | 0 | 0 | 0 | 0 | 0 | 0 | 0 | 0 | 0
Hawaii | Estimated losses | 420430 | 489929 | 512572 | 481589 | 507222 | 492965 | 474480 | 493386 | 510507 | 521999 | 615567 | 618798 | 644607 | 661866 | 669970 | 685211 | 704376 | 786363 | 762980 | 742587 | 765187 | 753767 | 735970 | 658533 | 705949 | 728011 | 701246 | 679779 | 692924 | 685150 | 654521 | 630943
Hawaii | Unaccounted | -530145 | -549773 | -626980 | -453776 | -686768 | -723350 | -393249 | -303480 | -172987 | -94271 | -361786 | -270800 | -284353 | -71394 | -60095 | 0 | 0 | 0 | 0 | 0 | 0 | 0 | 0 | 0 | 0 | 0 | 0 | 0 | 0 | 0 | 0 | 0
Hawaii | Net interstate exports | 0 | 0 | 0 | 0 | 0 | 0 | 0 | 0 | 0 | 0 | 0 | 0 | 0 | 0 | 0 | 0 | 0 | 0 | 0 | 0 | 0 | 0 | 0 | 0 | 0 | 0 | 0 | 0 | 0 | 0 | 0 | 0
Hawaii | Total disposition | 9181831 | 9079019 | 9749998 | 9796773 | 9812968 | 9948845 | 10119500 | 10204158 | 10267052 | 10469269 | 10723333 | 10836036 | 11010533 | 11376385 | 11533350 | 11559174 | 11522805 | 11410403 | 10976371 | 11663069 | 10633095 | 10593405 | 10403928 | 10228082 | 10312247 | 10627894 | 10303982 | 10108901 | 9943687 | 9844463 | 8703236 | 9702751
Hawaii | Net interstate trade | 0 | 0 | 0 | 0 | 0 | 0 | 0 | 0 | 0 | 0 | 0 | 0 | 0 | 0 | 0 | 0 | 0 | 0 | 0 | 0 | 0 | 0 | 0 | 0 | 0 | 0 | 0 | 0 | 0 | 0 | 0 | 0
Hawaii | Net trade index (ratio) | 1 | 1 | 1 | 1 | 1 | 1 | 1 | 1 | 1 | 1 | 1 | 1 | 1 | 1 | 1 | 1 | 1 | 1 | 1 | 1 | 1 | 1 | 1 | 1 | 1 | 1 | 1 | 1 | 1 | 1 | 1 | 1
Hawaii | Facility Direct Sales are electricity sales from non utility power producers which reported electricity sales to an ultimate customer. Net Interstate Trade = Total Supply - (Total Electric Industry Sales + Direct Use + Total International Exports (if applies) + Estimated Losses). Net Trade Index is the sum of Total Supply / (Total Disposition - Net Interstate Trade). A negative Net Interstate Trade value indicates a net import of electric power. Notes: Totals may not equal sum of components because of independent rounding. Estimated Losses are reported at the utility level, and then allocated to States based on the utility`s salesto ultimate customers by State. Reported losses may include electricity unaccounted for by the utility. Direct use is commercial or industrial use of electricity that (1) is self-generated (2) is produced by either the same entity that consumes the power or an affiliate,and (3) is used in direct support of a service or industrial process located within the same facility or group of facilities that houses the generating equipment. Direct use is exclusive of station use. Beginning with publication year 2010, Total disposition has been reorganized to include Net Interstate Trade. Therefore, Total Disposition equals Total Supply. Sources: U.S. Energy Information Administration, Form EIA-923, Power Plant Operations Report and predecessor forms. U.S. Energy Information Administration,Form EIA-860, Annual Electric Generator Report. U.S. Energy Information Administration, Form EIA-861, Annual Electric Power Industry Report. Form EIA-111, Quarterly Imports and Exports Report.
Idaho
Idaho | megawatthours
Idaho | Category | Year 2021 | Year 2020 | Year 2019 | Year 2018 | Year 2017 | Year 2016 | Year 2015 | Year 2014 | Year 2013 | Year 2012 | Year 2011 | Year 2010 | Year 2009 | Year 2008 | Year 2007 | Year 2006 | Year 2005 | Year 2004 | Year 2003 | Year 2002 | Year 2001 | Year 2000 | Year 1999 | Year 1998 | Year 1997 | Year 1996 | Year 1995 | Year 1994 | Year 1993 | Year 1992 | Year 1991 | Year 1990
Idaho | Supply
Idaho | Generation
Idaho | ..Electric utilities | 10457407 | 11278159 | 11985807 | 11904458 | 11447344 | 9995014 | 10165624 | 9628016 | 9600216 | 10633123 | 12616029 | 8589208 | 9977502 | 8893983 | 8611890 | 10495090 | 8032438 | 7765655 | 7732812 | 8164140 | 6666589 | 10114257 | 12456120 | 11978079 | 13511823 | 12230805 | 10062854 | 7303193 | 9022654 | 6260025 | 8281502 | 8617977
Idaho | ..Independent power producers | 5702177 | 5681809 | 5681596 | 5596317 | 5272177 | 4850359 | 4711210 | 4819027 | 4812407 | 4108585 | 3180422 | 2673659 | 2324071 | 2361375 | 2098489 | 2042191 | 1894532 | 2174537 | 1787788 | 681414 | 1696243 | 855230 | 1043186 | 957724 | 1163899 | 1052688 | 926791 | 612991 | 692934 | 394427 | 464088 | 497628
Idaho | ..Combined heat and power, electric | 57827 | 73453 | 95588 | 98422 | 95071 | 166375 | 174922 | 178352 | 164007 | 165579 | 149567 | 156031 | 192033 | 134085 | 177332 | 213884 | 240043 | 247566 | 244575 | 244565 | 201283 | 193680 | 208789 | 214535 | 205317 | 97711 | 79329 | 81259 | 83127 | 81173 | 81449 | 80993
Idaho | Electric power sector generation subtotal | 16217411 | 17033421 | 17762991 | 17599197 | 16814592 | 15011748 | 15051756 | 14625395 | 14576630 | 14907287 | 15946018 | 11418898 | 12493606 | 11389443 | 10887711 | 12751165 | 10167013 | 10187758 | 9765175 | 9090119 | 8564115 | 11163167 | 13708095 | 13150338 | 14881039 | 13381204 | 11068974 | 7997443 | 9798715 | 6735625 | 8827039 | 9196598
Idaho | ..Combined heat and power, commercial | 69207 | 69058 | 64586 | 50302 | 51694 | 50583 | 23348 | 4838 | 0 | 0 | 0 | 0 | 0 | 0 | 0 | 0 | 0 | 0 | 0 | 0 | 0 | 0 | 0 | 0 | 0 | 0 | 0 | 0 | 0 | 0 | 0 | 0
Idaho | ..Combined heat and power, industrial | 549855 | 583656 | 580235 | 522621 | 529738 | 598607 | 591990 | 554183 | 609498 | 591802 | 622768 | 605667 | 606546 | 581110 | 596380 | 634920 | 657971 | 675281 | 657761 | 696814 | 782825 | 747275 | 728554 | 758335 | 707971 | 708603 | 775631 | 729354 | 734718 | 727380 | 601580 | 494879
Idaho | Industrial and commercial generation subtotal | 619062 | 652714 | 644821 | 572923 | 581432 | 649190 | 615338 | 559021 | 609498 | 591802 | 622768 | 605667 | 606546 | 581110 | 596380 | 634920 | 657971 | 675281 | 657761 | 696814 | 782825 | 747275 | 728554 | 758335 | 707971 | 708603 | 775631 | 729354 | 734718 | 727380 | 601580 | 494879
Idaho | Total net generation | 16836473 | 17686135 | 18407812 | 18172120 | 17396024 | 15660938 | 15667095 | 15184417 | 15186128 | 15499089 | 16568786 | 12024564 | 13100152 | 11970553 | 11484091 | 13386085 | 10824984 | 10863039 | 10422935 | 9786933 | 9346940 | 11910442 | 14436649 | 13908673 | 15589010 | 14089807 | 11844605 | 8726797 | 10533433 | 7463005 | 9428618 | 9691477
Idaho | Total international imports | 0 | 0 | 0 | 33966 | 19250 | 12656 | 19104 | 17008 | 16237 | 34579 | 29406 | 4781 | 14317 | 54262 | 100404 | 39888 | 89112 | 32781 | 1943 | 626 | 4669 | 126751 | 86032 | 148443 | 169813 | 170361 | 2798 | 67315 | 0 | 263031 | 144321 | 106388
Idaho | Net interstate imports | 10428327 | 8751604 | 7591302 | 7514820 | 8461102 | 9516713 | 9521190 | 10155067 | 11304730 | 10479692 | 8919739 | 12957418 | 11974571 | 14412979 | 14772204 | 11900761 | 13442088 | 13542316 | 13200483 | 13253995 | 14000508 | 13563780 | 11048092 | 10602499 | 9340466 | 10206554 | 10237665 | 13501333 | 10558104 | 13664637 | 10639243 | 10371225
Idaho | Total supply | 27264800 | 26437739 | 25999114 | 25720906 | 25876376 | 25190307 | 25207389 | 25356492 | 26507095 | 26013360 | 25517931 | 24986763 | 25089040 | 26437794 | 26356699 | 25326734 | 24356184 | 24438136 | 23625361 | 23041554 | 23352117 | 25600973 | 25570773 | 24659615 | 25099289 | 24466722 | 22085068 | 22295445 | 21091537 | 21390673 | 20212182 | 20169090
Idaho | Disposition
Idaho | Sales to ultimate customers
Idaho | ..Full service providers | 25285616 | 24461352 | 23985275 | 23753508 | 23793790 | 23048310 | 23058814 | 23233284 | 24114935 | 23493407 | 23120064 | 22687678 | 22753779 | 23893313 | 23755186 | 22761749 | 21852681 | 21767415 | 21213802 | 20699666 | 21096017 | 22834099 | 21846394 | 21276346 | 21235282 | 21119253 | 19619846 | 19878615 | 18719840 | 19008207 | 18045604 | 18003422
Idaho | ..Energy-only providers | 0 | 0 | 0 | 0 | 0 | 0 | 0 | 0 | 0 | 0 | 0 | 0 | 0 | 0 | 0 | 0 | 0 | 41 | 0 | 0 | 0 | 0 | 876000 | 800607 | 1158549 | 662019 | 0 | 0 | 0 | 0 | 0 | 0
Idaho | ..Facility direct sales | 0 | 0 | 0 | 0 | 0 | 14651 | 0 | 0 | 93121 | 218452 | 151660 | 109990 | 0 | 8177 | 0 | 0 | 0 | 0 | 4883 | 0 | 0 | 0 | 0 | 0 | 0 | 0 | 0 | 0 | 0 | 0 | 0 | 0
Idaho | Total electric industry sales | 25285616 | 24461352 | 23985275 | 23753508 | 23793790 | 23062961 | 23058814 | 23233284 | 24208056 | 23711859 | 23271724 | 22797668 | 22753779 | 23901490 | 23755186 | 22761749 | 21852681 | 21767456 | 21218685 | 20699666 | 21096017 | 22834099 | 22722394 | 22076953 | 22393831 | 21781272 | 19619846 | 19878615 | 18719840 | 19008207 | 18045604 | 18003422
Idaho | Direct use | 628093 | 650778 | 653384 | 582881 | 618281 | 635665 | 633465 | 583865 | 609028 | 591218 | 614189 | 552273 | 623181 | 612952 | 663124 | 604855 | 550252 | 711211 | 710470 | 701562 | 686636 | 687817 | 664687 | 772803 | 718779 | 657130 | 717375 | 674830 | 693243 | 662610 | 590690 | 431263
Idaho | Total international exports | 0 | 0 | 0 | 10869 | 4141 | 1826 | 5420 | 29187 | 24378 | 20711 | 46546 | 28389 | 58520 | 88678 | 56263 | 0 | 0 | 0 | 0 | 525 | 4484 | 862 | 22339 | 70 | 100 | 0 | 0 | 0 | 0 | 0 | 0 | 0
Idaho | Estimated losses | 1189599 | 1362357 | 1300575 | 1225150 | 1294345 | 1203681 | 1150304 | 1209756 | 1300448 | 1284091 | 1438044 | 1408389 | 1448447 | 1522537 | 1503525 | 1475846 | 1460540 | 1595032 | 1558048 | 1552674 | 1649782 | 1776111 | 1782620 | 1569842 | 1688426 | 1690699 | 1497490 | 1510106 | 1498217 | 1502671 | 1385628 | 1366834
Idaho | Unaccounted | 161492 | -36747 | 59880 | 148498 | 165819 | 286175 | 359386 | 300400 | 365185 | 405481 | 147428 | 200044 | 205113 | 312137 | 378601 | 0 | 0 | 0 | 0 | 0 | 0 | 0 | 0 | 0 | 0 | 0 | 0 | 0 | 0 | 0 | 0 | 0
Idaho | Net interstate exports | 0 | 0 | 0 | 0 | 0 | 0 | 0 | 0 | 0 | 0 | 0 | 0 | 0 | 0 | 0 | 0 | 0 | 0 | 0 | 0 | 0 | 0 | 0 | 0 | 0 | 0 | 0 | 0 | 0 | 0 | 0 | 0
Idaho | Total disposition | 27264800 | 26437739 | 25999114 | 25720906 | 25876376 | 25190307 | 25207389 | 25356492 | 26507095 | 26013360 | 25517931 | 24986763 | 25089040 | 26437794 | 26356699 | 25326734 | 24356184 | 24438136 | 23625361 | 23041554 | 23352117 | 25600973 | 25570773 | 24659615 | 25099289 | 24466722 | 22085068 | 22295445 | 21091537 | 21390673 | 20212182 | 20169090
Idaho | Net interstate trade | -10428327 | -8751604 | -7591302 | -7514820 | -8461102 | -9516713 | -9521190 | -10155067 | -11304730 | -10479692 | -8919739 | -12957418 | -11974571 | -14412979 | -14772204 | -11900761 | -13442088 | -13542316 | -13200483 | -13253995 | -14000508 | -13563780 | -11048092 | -10602499 | -9340466 | -10206554 | -10237665 | -13501333 | -10558104 | -13664637 | -10639243 | -10371225
Idaho | Net trade index (ratio) | 0.62 | 0.67 | 0.71 | 0.71 | 0.67 | 0.62 | 0.62 | 0.6 | 0.57 | 0.6 | 0.65 | 0.48 | 0.52 | 0.45 | 0.44 | 0.53 | 0.45 | 0.45 | 0.44 | 0.42 | 0.4 | 0.47 | 0.57 | 0.57 | 0.63 | 0.58 | 0.54 | 0.39 | 0.5 | 0.36 | 0.47 | 0.49
Idaho | Facility Direct Sales are electricity sales from non utility power producers which reported electricity sales to an ultimate customer. Net Interstate Trade = Total Supply - (Total Electric Industry Sales + Direct Use + Total International Exports (if applies) + Estimated Losses). Net Trade Index is the sum of Total Supply / (Total Disposition - Net Interstate Trade). A negative Net Interstate Trade value indicates a net import of electric power. Notes: Totals may not equal sum of components because of independent rounding. Estimated Losses are reported at the utility level, and then allocated to States based on the utility`s salesto ultimate customers by State. Reported losses may include electricity unaccounted for by the utility. Direct use is commercial or industrial use of electricity that (1) is self-generated (2) is produced by either the same entity that consumes the power or an affiliate,and (3) is used in direct support of a service or industrial process located within the same facility or group of facilities that houses the generating equipment. Direct use is exclusive of station use. Beginning with publication year 2010, Total disposition has been reorganized to include Net Interstate Trade. Therefore, Total Disposition equals Total Supply. Sources: U.S. Energy Information Administration, Form EIA-923, Power Plant Operations Report and predecessor forms. U.S. Energy Information Administration,Form EIA-860, Annual Electric Generator Report. U.S. Energy Information Administration, Form EIA-861, Annual Electric Power Industry Report. Form EIA-111, Quarterly Imports and Exports Report.
Illinois
Illinois | megawatthours
Illinois | Category | Year 2021 | Year 2020 | Year 2019 | Year 2018 | Year 2017 | Year 2016 | Year 2015 | Year 2014 | Year 2013 | Year 2012 | Year 2011 | Year 2010 | Year 2009 | Year 2008 | Year 2007 | Year 2006 | Year 2005 | Year 2004 | Year 2003 | Year 2002 | Year 2001 | Year 2000 | Year 1999 | Year 1998 | Year 1997 | Year 1996 | Year 1995 | Year 1994 | Year 1993 | Year 1992 | Year 1991 | Year 1990
Illinois | Supply
Illinois | Generation
Illinois | ..Electric utilities | 4200356 | 4376836 | 5192373 | 5449803 | 5066477 | 5190971 | 4428539 | 10457398 | 11571734 | 12424396 | 12242294 | 12418332 | 10633876 | 3811235 | 9977633 | 11094235 | 10767684 | 19184751 | 9563746 | 17149913 | 29835014 | 113565741 | 149807865 | 131273709 | 131138327 | 144116009 | 145165161 | 137745525 | 140081020 | 124824093 | 127851375 | 126977389
Illinois | ..Independent power producers | 173614427 | 165165220 | 175620771 | 178663419 | 174660599 | 178446052 | 185678684 | 187753883 | 187568580 | 181393636 | 183445309 | 185277996 | 179908306 | 192079944 | 186235428 | 177412285 | 179260231 | 168824103 | 175639752 | 166769362 | 145621029 | 60976699 | 9608640 | 3521052 | 317891 | 332746 | 280255 | 286075 | 273532 | 218536 | 223111 | 209716
Illinois | ..Combined heat and power, electric | 653847 | 673638 | 713981 | 677659 | 692146 | 622802 | 694033 | 606391 | 560597 | 627657 | 501770 | 484903 | 531194 | 552207 | 618522 | 592527 | 617840 | 550937 | 582077 | 863157 | 832607 | 788419 | 894504 | 293627 | 281664 | 34283 | 33709 | 42545 | 42089 | 37664 | 37664 | 37664
Illinois | Electric power sector generation subtotal | 178468630 | 170215694 | 181527125 | 184790881 | 180419222 | 184259824 | 190801256 | 198817672 | 199700911 | 194445688 | 196189372 | 198181231 | 191073375 | 196443385 | 196831583 | 189099047 | 190645755 | 188559791 | 185785574 | 184782432 | 176288650 | 175330859 | 160311008 | 135088388 | 131737883 | 144483038 | 145479125 | 138074145 | 140396641 | 125080293 | 128112150 | 127224769
Illinois | ..Combined heat and power, commercial | 501303 | 430854 | 363305 | 405237 | 433008 | 353985 | 489066 | 537517 | 643714 | 491623 | 447408 | 432188 | 440215 | 523360 | 535511 | 497628 | 505850 | 578894 | 301188 | 389597 | 247966 | 251069 | 249544 | 269841 | 289332 | 258788 | 288263 | 307394 | 293151 | 134940 | 102433 | 70055
Illinois | ..Combined heat and power, industrial | 2554526 | 2747977 | 2579622 | 2807239 | 2739342 | 2675322 | 2661717 | 2788689 | 2660295 | 2628051 | 2862947 | 2738453 | 2350767 | 2508433 | 2893587 | 2830284 | 2968541 | 2819094 | 2968497 | 2882420 | 2712656 | 2914154 | 2849965 | 3106334 | 3113554 | 2991200 | 2890545 | 2917757 | 2763299 | 2830994 | 2059762 | 2097648
Illinois | Industrial and commercial generation subtotal | 3055829 | 3178832 | 2942927 | 3212476 | 3172349 | 3029307 | 3150784 | 3326206 | 3304009 | 3119673 | 3310356 | 3170641 | 2790982 | 3031792 | 3429098 | 3327911 | 3474391 | 3397988 | 3269686 | 3272017 | 2960622 | 3165223 | 3099510 | 3376175 | 3402887 | 3249988 | 3178808 | 3225151 | 3056450 | 2965934 | 2162195 | 2167702
Illinois | Total net generation | 181524459 | 173394526 | 184470052 | 188003357 | 183591571 | 187289131 | 193952040 | 202143878 | 203004919 | 197565362 | 199499728 | 201351872 | 193864357 | 199475178 | 200260681 | 192426958 | 194120146 | 191957778 | 189055260 | 188054449 | 179249272 | 178496081 | 163410518 | 138464563 | 135140769 | 147733026 | 148657933 | 141299296 | 143453091 | 128046228 | 130274345 | 129392471
Illinois | Total international imports | 0 | 0 | 0 | 24285 | 2198 | 0 | 0 | 0 | 0 | 5610 | 150 | 633 | 9468 | 52802 | 66366 | 0 | 1138 | 2104 | 0 | 0 | 0 | 0 | 0 | 0 | 0 | 0 | 0 | 0 | 0 | 0 | 0 | 0
Illinois | Net interstate imports | 0 | 0 | 0 | 0 | 0 | 0 | 0 | 0 | 0 | 0 | 0 | 0 | 0 | 0 | 0 | 0 | 0 | 0 | 0 | 0 | 0 | 0 | 0 | 8637603 | 7148924 | 0 | 0 | 0 | 0 | 0 | 623992 | 0
Illinois | Total supply | 181524459 | 173394526 | 184470052 | 188027642 | 183593769 | 187289131 | 193952040 | 202143878 | 203004919 | 197570972 | 199499878 | 201352505 | 193873825 | 199527980 | 200327047 | 192426958 | 194121284 | 191959882 | 189055260 | 188054449 | 179249272 | 178496081 | 163410518 | 147102166 | 142289693 | 147733026 | 148657933 | 141299296 | 143453091 | 128046228 | 130898337 | 129392471
Illinois | Disposition
Illinois | Sales to ultimate customers
Illinois | ..Full service providers | 51969512 | 50105868 | 49968979 | 51822364 | 48928248 | 48858535 | 45094485 | 42811128 | 43479152 | 61243585 | 72505128 | 77425893 | 73702612 | 79624213 | 84608326 | 115937725 | 117048497 | 111670863 | 114604279 | 121879478 | 124263796 | 125596281 | 132236849 | 131217397 | 126448704 | 125589124 | 126231065 | 121490048 | 117786375 | 112520519 | 116868558 | 111576776
Illinois | ..Energy-only providers | 83193557 | 81884089 | 87876980 | 90375825 | 87812089 | 91815765 | 93072371 | 98281822 | 97874229 | 81652022 | 69967693 | 66870142 | 62493959 | 64479615 | 61446825 | 26510086 | 27937718 | 27067038 | 21177378 | 16567835 | 11769753 | 9100681 | 444690 | 479696 | 504614 | 401257 | 0 | 0 | 0 | 0 | 0 | 0
Illinois | ..Facility direct sales | 525764 | 479320 | 473522 | 456619 | 455973 | 376109 | 453114 | 447337 | 451507 | 644397 | 412746 | 464639 | 491895 | 516086 | 0 | 0 | 0 | 516055 | 466234 | 498454 | 0 | 0 | 0 | 0 | 0 | 0 | 0 | 0 | 0 | 0 | 0 | 0
Illinois | Total electric industry sales | 135688833 | 132469277 | 138319481 | 142654808 | 137196310 | 141050409 | 138619970 | 141540287 | 141804888 | 143540004 | 142885567 | 144760674 | 136688466 | 144619914 | 146055151 | 142447811 | 144986215 | 139253956 | 136247891 | 138945767 | 136033549 | 134696962 | 132681539 | 131697093 | 126953318 | 125990381 | 126231065 | 121490048 | 117786375 | 112520519 | 116868558 | 111576776
Illinois | Direct use | 3983043 | 4033358 | 3700099 | 4109450 | 4132455 | 3502951 | 4046920 | 3439427 | 3762261 | 3642664 | 3813428 | 3715097 | 3289437 | 3349834 | 3586830 | 3606139 | 3567588 | 4280370 | 4275912 | 4222297 | 4132464 | 5084484 | 4090793 | 3615722 | 3453832 | 3263035 | 3201875 | 3250970 | 3076869 | 2970365 | 2184074 | 2173985
Illinois | Total international exports | 0 | 0 | 0 | 681 | 27 | 0 | 0 | 0 | 0 | 0 | 0 | 0 | 1620 | 10435 | 6192 | 150 | 19136 | 18123 | 160185 | 125015 | 0 | 0 | 0 | 0 | 0 | 0 | 0 | 0 | 0 | 0 | 0 | 0
Illinois | Estimated losses | 6383682 | 7377779 | 7500220 | 7357800 | 7463264 | 7361573 | 6915147 | 7369994 | 7617707 | 7773260 | 8829418 | 8942991 | 8701236 | 9212360 | 9244192 | 9236155 | 9690261 | 10203972 | 10004427 | 10422270 | 10638294 | 10477170 | 10409149 | 9364678 | 9571891 | 9779586 | 9634616 | 9229154 | 9426874 | 8895172 | 8973729 | 8470998
Illinois | Unaccounted | 866606 | -199002 | 345320 | 891822 | 956123 | 1750211 | 2160477 | 1830076 | 2139165 | 2454586 | 905188 | 1270241 | 1232173 | 1888636 | 2327773 | 0 | 0 | 0 | 0 | 0 | 0 | 0 | 0 | 0 | 0 | 0 | 0 | 0 | 0 | 0 | 0 | 0
Illinois | Net interstate exports | 34602295 | 29713114 | 34604932 | 33013081 | 33845590 | 33623986 | 42209526 | 47964094 | 47680899 | 40160459 | 43066276 | 42663502 | 43960894 | 40446801 | 39106909 | 33926959 | 32506001 | 35602813 | 37193892 | 33267839 | 28696913 | 27481567 | 14226808 | 0 | 0 | 6209605 | 6567447 | 5039464 | 10745137 | 1423491 | 0 | 4394380
Illinois | Total disposition | 181524459 | 173394526 | 184470052 | 188027642 | 183593769 | 187289131 | 193952040 | 202143878 | 203004919 | 197570972 | 199499878 | 201352505 | 193873825 | 199527980 | 200327047 | 192426958 | 194121284 | 191959882 | 189055260 | 188054449 | 179249272 | 178496081 | 163410518 | 147102166 | 142289693 | 147733026 | 148657933 | 141299296 | 143453091 | 128046228 | 130898337 | 129392471
Illinois | Net interstate trade | 34602295 | 29713114 | 34604932 | 33013081 | 33845590 | 33623986 | 42209526 | 47964094 | 47680899 | 40160459 | 43066276 | 42663502 | 43960894 | 40446801 | 39106909 | 33926959 | 32506001 | 35602813 | 37193892 | 33267839 | 28696913 | 27481567 | 14226808 | -8637603 | -7148924 | 6209605 | 6567447 | 5039464 | 10745137 | 1423491 | -623992 | 4394380
Illinois | Net trade index (ratio) | 1.24 | 1.21 | 1.23 | 1.21 | 1.23 | 1.22 | 1.28 | 1.31 | 1.31 | 1.26 | 1.28 | 1.27 | 1.29 | 1.25 | 1.24 | 1.21 | 1.2 | 1.23 | 1.24 | 1.21 | 1.19 | 1.18 | 1.1 | 0.94 | 0.95 | 1.04 | 1.05 | 1.04 | 1.08 | 1.01 | 1 | 1.04
Illinois | Facility Direct Sales are electricity sales from non utility power producers which reported electricity sales to an ultimate customer. Net Interstate Trade = Total Supply - (Total Electric Industry Sales + Direct Use + Total International Exports (if applies) + Estimated Losses). Net Trade Index is the sum of Total Supply / (Total Disposition - Net Interstate Trade). A negative Net Interstate Trade value indicates a net import of electric power. Notes: Totals may not equal sum of components because of independent rounding. Estimated Losses are reported at the utility level, and then allocated to States based on the utility`s salesto ultimate customers by State. Reported losses may include electricity unaccounted for by the utility. Direct use is commercial or industrial use of electricity that (1) is self-generated (2) is produced by either the same entity that consumes the power or an affiliate,and (3) is used in direct support of a service or industrial process located within the same facility or group of facilities that houses the generating equipment. Direct use is exclusive of station use. Beginning with publication year 2010, Total disposition has been reorganized to include Net Interstate Trade. Therefore, Total Disposition equals Total Supply. Sources: U.S. Energy Information Administration, Form EIA-923, Power Plant Operations Report and predecessor forms. U.S. Energy Information Administration,Form EIA-860, Annual Electric Generator Report. U.S. Energy Information Administration, Form EIA-861, Annual Electric Power Industry Report. Form EIA-111, Quarterly Imports and Exports Report.
Indiana
Indiana | megawatthours
Indiana | Category | Year 2021 | Year 2020 | Year 2019 | Year 2018 | Year 2017 | Year 2016 | Year 2015 | Year 2014 | Year 2013 | Year 2012 | Year 2011 | Year 2010 | Year 2009 | Year 2008 | Year 2007 | Year 2006 | Year 2005 | Year 2004 | Year 2003 | Year 2002 | Year 2001 | Year 2000 | Year 1999 | Year 1998 | Year 1997 | Year 1996 | Year 1995 | Year 1994 | Year 1993 | Year 1992 | Year 1991 | Year 1990
Indiana | Supply
Indiana | Generation
Indiana | ..Electric utilities | 60648331 | 57441464 | 70436979 | 84829877 | 77340014 | 86422710 | 87771094 | 100983285 | 96047678 | 99680685 | 104840027 | 107852560 | 103594020 | 115887993 | 116727908 | 117643504 | 117373699 | 114690471 | 112395725 | 112029989 | 114666355 | 119721399 | 114182827 | 112771878 | 110466291 | 105557018 | 105188892 | 103485409 | 99951149 | 97299582 | 98199986 | 97738497
Indiana | ..Independent power producers | 20893403 | 19938474 | 20128832 | 17096015 | 12686022 | 5331077 | 4809750 | 3696870 | 3582000 | 3994124 | 6519765 | 6463537 | 4227581 | 4839333 | 4518088 | 3487564 | 3658700 | 3267530 | 3417214 | 9878933 | 3665213 | 3794054 | 2827542 | 787746 | 84572 | 69514 | 45538 | 0 | 0 | 0 | 0 | 0
Indiana | ..Combined heat and power, electric | 7728162 | 7790051 | 7257740 | 7042128 | 4983233 | 6542385 | 7912031 | 7462710 | 7317889 | 7527422 | 7529203 | 7525108 | 5984426 | 5300552 | 5915341 | 5525921 | 5649629 | 5630369 | 5474441 | 21899 | 11921 | 1024 | 0 | 0 | 0 | 0 | 0 | 0 | 0 | 0 | 0 | 0
Indiana | Electric power sector generation subtotal | 89269897 | 85169989 | 97823551 | 108968021 | 95009269 | 98296171 | 100492875 | 112142864 | 106947567 | 111202230 | 118888995 | 121841205 | 113806027 | 126027878 | 127161337 | 126656989 | 126682028 | 123588369 | 121287379 | 121930821 | 118343490 | 123516477 | 117010369 | 113559624 | 110550863 | 105626532 | 105234430 | 103485409 | 99951149 | 97299582 | 98199986 | 97738497
Indiana | ..Combined heat and power, commercial | 252271 | 254853 | 291505 | 249985 | 264985 | 279798 | 246243 | 213899 | 219930 | 232306 | 223688 | 234734 | 193029 | 217610 | 213780 | 225774 | 250037 | 255893 | 229123 | 242283 | 224797 | 199537 | 194668 | 196594 | 198162 | 193145 | 196847 | 165255 | 150696 | 146861 | 133718 | 123443
Indiana | ..Combined heat and power, industrial | 4642629 | 4648137 | 4390325 | 4241705 | 3655564 | 3183090 | 3280157 | 3038629 | 3235980 | 3261193 | 3018731 | 3104799 | 2671224 | 3264806 | 3262881 | 3607025 | 3439508 | 3926134 | 3371715 | 3435035 | 4001393 | 4103504 | 4559460 | 3715306 | 3979882 | 4082423 | 3725569 | 3531393 | 3533294 | 3572120 | 3647594 | 3555175
Indiana | Industrial and commercial generation subtotal | 4894899 | 4902990 | 4681830 | 4491690 | 3920550 | 3462888 | 3526400 | 3252527 | 3455910 | 3493499 | 3242419 | 3339534 | 2864253 | 3482416 | 3476661 | 3832799 | 3689545 | 4182027 | 3600838 | 3677318 | 4226190 | 4303041 | 4754128 | 3911900 | 4178044 | 4275568 | 3922415 | 3696648 | 3683990 | 3718981 | 3781311 | 3678618
Indiana | Total net generation | 94164796 | 90072979 | 102505381 | 113459711 | 98929818 | 101759059 | 104019275 | 115395392 | 110403477 | 114695729 | 122131414 | 125180739 | 116670280 | 129510294 | 130637999 | 130489788 | 130371573 | 127770396 | 124888217 | 125608139 | 122569679 | 127819518 | 121764497 | 117471525 | 114728907 | 109902101 | 109156845 | 107182057 | 103635139 | 101018563 | 101981297 | 101417115
Indiana | Total international imports | 0 | 0 | 0 | 73068 | 13009 | 14299 | 122740 | 45782 | 83632 | 32844 | 752 | 6480 | 6728 | 22719 | 79239 | 30498 | 11768 | 0 | 0 | 0 | 0 | 0 | 0 | 0 | 0 | 0 | 0 | 0 | 0 | 0 | 0 | 0
Indiana | Net interstate imports | 18310966 | 19692235 | 12806280 | 3506934 | 11054635 | 13559870 | 15572939 | 6412538 | 10858603 | 6300133 | 0 | 0 | 0 | 0 | 0 | 0 | 0 | 0 | 0 | 0 | 0 | 0 | 0 | 0 | 0 | 0 | 0 | 0 | 0 | 0 | 0 | 0
Indiana | Total supply | 112475762 | 109765214 | 115311661 | 117039713 | 109997462 | 115333228 | 119714954 | 121853712 | 121345712 | 121028706 | 122132166 | 125187219 | 116677008 | 129533013 | 130717238 | 130520286 | 130383341 | 127770396 | 124888217 | 125608139 | 122569679 | 127819518 | 121764497 | 117471525 | 114728907 | 109902101 | 109156845 | 107182057 | 103635139 | 101018563 | 101981297 | 101417115
Indiana | Disposition
Indiana | Sales to ultimate customers
Indiana | ..Full service providers | 99735795 | 97150318 | 102081500 | 104170014 | 98940312 | 103691473 | 104498277 | 106942504 | 105487389 | 104884934 | 105519646 | 105703656 | 99017579 | 106776887 | 109420150 | 105664484 | 106548910 | 103094263 | 100467779 | 101428550 | 97733968 | 97774925 | 96735464 | 92058825 | 89146614 | 88901372 | 87005957 | 83807543 | 81931490 | 76976815 | 77033736 | 73982219
Indiana | ..Energy-only providers | 0 | 0 | 0 | 0 | 0 | 0 | 0 | 0 | 0 | 0 | 0 | 0 | 0 | 0 | 0 | 0 | 0 | 0 | 0 | 0 | 0 | 0 | 0 | 0 | 0 | 0 | 0 | 0 | 0 | 0 | 0 | 0
Indiana | ..Facility direct sales | 4251 | 5426 | 22703 | 24362 | 25656 | 13348 | 16241 | 0 | 0 | 288491 | 298493 | 290720 | 294234 | 203817 | 0 | 0 | 0 | 0 | 0 | 0 | 0 | 0 | 0 | 0 | 0 | 0 | 0 | 0 | 0 | 0 | 0 | 0
Indiana | Total electric industry sales | 99740046 | 97155744 | 102104203 | 104194376 | 98965968 | 103704821 | 104514518 | 106942504 | 105487389 | 105173425 | 105818139 | 105994376 | 99311813 | 106980704 | 109420150 | 105664484 | 106548910 | 103094263 | 100467779 | 101428550 | 97733968 | 97774925 | 96735464 | 92058825 | 89146614 | 88901372 | 87005957 | 83807543 | 81931490 | 76976815 | 77033736 | 73982219
Indiana | Direct use | 7406286 | 7344405 | 7416064 | 6819691 | 4958199 | 4928602 | 8352553 | 7958621 | 8577181 | 8344927 | 8110579 | 7997274 | 7502074 | 7896332 | 7348413 | 7524962 | 7349245 | 4760620 | 4755661 | 4696031 | 4596119 | 4759443 | 5168553 | 4298130 | 4178921 | 4276358 | 3922769 | 3696648 | 3683990 | 3718981 | 3781311 | 3677651
Indiana | Total international exports | 0 | 0 | 0 | 162 | 7 | 526 | 5185 | 1361 | 23092 | 16294 | 4574 | 5114 | 37835 | 105268 | 101759 | 0 | 887 | 0 | 0 | 810 | 0 | 0 | 0 | 0 | 0 | 0 | 0 | 0 | 0 | 0 | 0 | 0
Indiana | Estimated losses | 4692418 | 5411018 | 5536487 | 5374101 | 5383593 | 5412467 | 5213775 | 5568490 | 5666744 | 5695557 | 6538887 | 6548096 | 6321934 | 6814723 | 6925472 | 6851166 | 7121275 | 7554335 | 7377161 | 7608118 | 7643135 | 7605253 | 7589103 | 6546092 | 6721382 | 6900675 | 6640750 | 6366552 | 6557276 | 6085308 | 5915020 | 5616789
Indiana | Unaccounted | 637012 | -145952 | 254907 | 651382 | 689695 | 1286812 | 1628923 | 1382736 | 1591306 | 1798503 | 670364 | 930076 | 895242 | 1397094 | 1743898 | 0 | 0 | 0 | 0 | 0 | 0 | 0 | 0 | 0 | 0 | 0 | 0 | 0 | 0 | 0 | 0 | 0
Indiana | Net interstate exports | 0 | 0 | 0 | 0 | 0 | 0 | 0 | 0 | 0 | 0 | 989622 | 3712284 | 2608109 | 6338892 | 5177545 | 12943922 | 11622344 | 12025963 | 13023739 | 12704821 | 14402974 | 18198799 | 12995449 | 14642484 | 14811335 | 10038328 | 11217917 | 13184417 | 11322749 | 14392538 | 15697508 | 18533509
Indiana | Total disposition | 112475762 | 109765214 | 115311661 | 117039713 | 109997462 | 115333228 | 119714954 | 121853712 | 121345712 | 121028706 | 122132166 | 125187219 | 116677008 | 129533013 | 130717238 | 130520286 | 130383341 | 127770396 | 124888217 | 125608139 | 122569679 | 127819518 | 121764497 | 117471525 | 114728907 | 109902101 | 109156845 | 107182057 | 103635139 | 101018563 | 101981297 | 101417115
Indiana | Net interstate trade | -18310966 | -19692235 | -12806280 | -3506934 | -11054635 | -13559870 | -15572939 | -6412538 | -10858603 | -6300133 | 989622 | 3712284 | 2608109 | 6338892 | 5177545 | 12943922 | 11622344 | 12025963 | 13023739 | 12704821 | 14402974 | 18198799 | 12995449 | 14642484 | 14811335 | 10038328 | 11217917 | 13184417 | 11322749 | 14392538 | 15697508 | 18533509
Indiana | Net trade index (ratio) | 0.84 | 0.82 | 0.89 | 0.97 | 0.9 | 0.88 | 0.87 | 0.95 | 0.91 | 0.95 | 1.01 | 1.03 | 1.02 | 1.05 | 1.04 | 1.11 | 1.1 | 1.1 | 1.12 | 1.11 | 1.13 | 1.17 | 1.12 | 1.14 | 1.15 | 1.1 | 1.11 | 1.14 | 1.12 | 1.17 | 1.18 | 1.22
Indiana | Facility Direct Sales are electricity sales from non utility power producers which reported electricity sales to an ultimate customer. Net Interstate Trade = Total Supply - (Total Electric Industry Sales + Direct Use + Total International Exports (if applies) + Estimated Losses). Net Trade Index is the sum of Total Supply / (Total Disposition - Net Interstate Trade). A negative Net Interstate Trade value indicates a net import of electric power. Notes: Totals may not equal sum of components because of independent rounding. Estimated Losses are reported at the utility level, and then allocated to States based on the utility`s salesto ultimate customers by State. Reported losses may include electricity unaccounted for by the utility. Direct use is commercial or industrial use of electricity that (1) is self-generated (2) is produced by either the same entity that consumes the power or an affiliate,and (3) is used in direct support of a service or industrial process located within the same facility or group of facilities that houses the generating equipment. Direct use is exclusive of station use. Beginning with publication year 2010, Total disposition has been reorganized to include Net Interstate Trade. Therefore, Total Disposition equals Total Supply. Sources: U.S. Energy Information Administration, Form EIA-923, Power Plant Operations Report and predecessor forms. U.S. Energy Information Administration,Form EIA-860, Annual Electric Generator Report. U.S. Energy Information Administration, Form EIA-861, Annual Electric Power Industry Report. Form EIA-111, Quarterly Imports and Exports Report.
Iowa
Iowa | megawatthours
Iowa | Category | Year 2021 | Year 2020 | Year 2019 | Year 2018 | Year 2017 | Year 2016 | Year 2015 | Year 2014 | Year 2013 | Year 2012 | Year 2011 | Year 2010 | Year 2009 | Year 2008 | Year 2007 | Year 2006 | Year 2005 | Year 2004 | Year 2003 | Year 2002 | Year 2001 | Year 2000 | Year 1999 | Year 1998 | Year 1997 | Year 1996 | Year 1995 | Year 1994 | Year 1993 | Year 1992 | Year 1991 | Year 1990
Iowa | Supply
Iowa | Generation
Iowa | ..Electric utilities | 56114741 | 45457174 | 47134860 | 49513099 | 43189067 | 40080421 | 41812662 | 43021954 | 41932708 | 43385935 | 43304734 | 46188988 | 41723059 | 44751377 | 42383472 | 37494674 | 41559024 | 40578049 | 39485141 | 40051665 | 38755520 | 39634091 | 37032053 | 37085476 | 34064343 | 33386873 | 33501928 | 31963757 | 30991690 | 29426852 | 31228011 | 29047940
Iowa | ..Independent power producers | 8891131 | 12003770 | 13030927 | 11517999 | 12498127 | 12131586 | 12518250 | 11542478 | 12401988 | 11018269 | 10895988 | 9316019 | 8604192 | 7112622 | 5847162 | 6389390 | 1103455 | 1106522 | 1032993 | 917339 | 495182 | 504589 | 344183 | 23057 | 14534 | 21982 | 16043 | 24345 | 14604 | 20357 | 20800 | 19955
Iowa | ..Combined heat and power, electric | 4065 | 2059 | 4153 | 13015 | 9046 | 4058 | 3804 | 3886 | 740 | 0 | 0 | 0 | 0 | 0 | 0 | 0 | 0 | 0 | 0 | 167288 | 173268 | 170700 | 157213 | 145669 | 130284 | 131155 | 144070 | 126536 | 98493 | 123970 | 116571 | 123970
Iowa | Electric power sector generation subtotal | 65009937 | 57463003 | 60169939 | 61044113 | 55696240 | 52216065 | 54334716 | 54568318 | 54335437 | 54404204 | 54200722 | 55505007 | 50327250 | 51863999 | 48230634 | 43884064 | 42662479 | 41684570 | 40518135 | 41136291 | 39423970 | 40309381 | 37533449 | 37254201 | 34209160 | 33540009 | 33662041 | 32114638 | 31104787 | 29571179 | 31365382 | 29191864
Iowa | ..Combined heat and power, commercial | 145451 | 185782 | 231133 | 226800 | 210191 | 231966 | 221316 | 220472 | 217216 | 204177 | 226759 | 238701 | 233318 | 244255 | 255734 | 278367 | 277809 | 269695 | 260605 | 129302 | 130041 | 147313 | 114114 | 108037 | 112261 | 90517 | 79455 | 89583 | 83586 | 29192 | 26540 | 17195
Iowa | ..Combined heat and power, industrial | 2051620 | 1987886 | 2248490 | 2109656 | 2003135 | 1944475 | 2102887 | 2064492 | 2118104 | 2067024 | 1944432 | 1765013 | 1299495 | 978532 | 1302850 | 1321031 | 1215871 | 1293923 | 1337453 | 1262791 | 1104502 | 1085317 | 1153917 | 1086550 | 1097517 | 1058089 | 1011432 | 962786 | 860640 | 896553 | 875934 | 835445
Iowa | Industrial and commercial generation subtotal | 2197071 | 2173669 | 2479623 | 2336455 | 2213326 | 2176441 | 2324202 | 2284964 | 2335320 | 2271201 | 2171191 | 2003714 | 1532813 | 1222787 | 1558583 | 1599398 | 1493681 | 1563619 | 1598058 | 1392093 | 1234543 | 1232630 | 1268031 | 1194587 | 1209778 | 1148606 | 1090887 | 1052369 | 944226 | 925745 | 902474 | 852641
Iowa | Total net generation | 67207008 | 59636671 | 62649563 | 63380569 | 57909566 | 54392507 | 56658918 | 56853282 | 56670757 | 56675406 | 56371913 | 57508721 | 51860063 | 53086786 | 49789217 | 45483462 | 44156160 | 43248189 | 42116192 | 42528385 | 40658513 | 41542011 | 38801480 | 38448788 | 35418939 | 34688615 | 34752928 | 33167007 | 32049012 | 30496924 | 32267855 | 30044505
Iowa | Total international imports | 0 | 0 | 0 | 0 | 0 | 0 | 0 | 0 | 0 | 0 | 0 | 0 | 0 | 0 | 0 | 0 | 2 | 6 | 0 | 0 | 5145 | 0 | 68006 | 107888 | 165062 | 0 | 0 | 0 | 0 | 0 | 0 | 0
Iowa | Net interstate imports | 0 | 0 | 0 | 0 | 0 | 0 | 0 | 0 | 0 | 0 | 0 | 0 | 0 | 0 | 385371 | 2737448 | 3500038 | 2673632 | 3766215 | 2995074 | 2990022 | 2280974 | 3935361 | 3168399 | 4931097 | 4626135 | 3857822 | 3889159 | 4122132 | 3497382 | 2209287 | 2934233
Iowa | Total supply | 67207008 | 59636671 | 62649563 | 63380569 | 57909566 | 54392507 | 56658918 | 56853282 | 56670757 | 56675406 | 56371913 | 57508721 | 51860063 | 53086786 | 50174588 | 48220910 | 47656200 | 45921827 | 45882407 | 45523459 | 43653680 | 43822985 | 42804847 | 41725075 | 40515098 | 39314750 | 38610750 | 37056166 | 36171144 | 33994306 | 34477142 | 32978738
Iowa | Disposition
Iowa | Sales to ultimate customers
Iowa | ..Full service providers | 52804082 | 50554545 | 50944690 | 51208048 | 48921997 | 48431193 | 47147293 | 47201853 | 46705216 | 45709100 | 45654877 | 45445269 | 43331658 | 45162185 | 44938882 | 43037201 | 42756808 | 40615962 | 40969272 | 40897543 | 39443755 | 39087867 | 38033812 | 37318292 | 36147983 | 34999416 | 34300919 | 33039251 | 32103910 | 30208072 | 30781462 | 29437379
Iowa | ..Energy-only providers | 0 | 0 | 0 | 0 | 0 | 0 | 0 | 0 | 0 | 0 | 0 | 0 | 0 | 0 | 0 | 0 | 0 | 0 | 0 | 0 | 0 | 0 | 0 | 0 | 0 | 0 | 0 | 0 | 0 | 0 | 0 | 0
Iowa | ..Facility direct sales | 89187 | 85317 | 98458 | 2607 | 0 | 0 | 0 | 0 | 0 | 0 | 0 | 0 | 309537 | 325885 | 330641 | 299634 | 0 | 286811 | 238012 | 0 | 0 | 0 | 0 | 0 | 0 | 0 | 0 | 0 | 0 | 0 | 0 | 0
Iowa | Total electric industry sales | 52893269 | 50639862 | 51043148 | 51210655 | 48921997 | 48431193 | 47147293 | 47201853 | 46705216 | 45709100 | 45654877 | 45445269 | 43641195 | 45488070 | 45269523 | 43336835 | 42756808 | 40902773 | 41207284 | 40897543 | 39443755 | 39087867 | 38033812 | 37318292 | 36147983 | 34999416 | 34300919 | 33039251 | 32103910 | 30208072 | 30781462 | 29437379
Iowa | Direct use | 2172591 | 2145887 | 2384215 | 2370432 | 2292128 | 2258629 | 2432855 | 2364746 | 2460132 | 2531538 | 2481073 | 2283033 | 1931968 | 1173955 | 1318347 | 1595367 | 1312879 | 1352242 | 1350833 | 1333895 | 1305516 | 1355547 | 1389192 | 1296156 | 1304141 | 1244344 | 1201086 | 1153767 | 1041965 | 1050950 | 1020405 | 977443
Iowa | Total international exports | 0 | 0 | 0 | 0 | 0 | 0 | 0 | 0 | 0 | 82 | 90 | 0 | 0 | 0 | 9 | 73 | 820 | 621 | 1319 | 0 | 0 | 25 | 40393 | 41264 | 0 | 0 | 0 | 0 | 0 | 0 | 0 | 0
Iowa | Estimated losses | 2488442 | 2820350 | 2767758 | 2641325 | 2661280 | 2527676 | 2351973 | 2457798 | 2508987 | 2475329 | 2821181 | 2807507 | 2778086 | 2897612 | 2865220 | 2809911 | 2857683 | 2997191 | 3025774 | 3067709 | 3084638 | 3040382 | 2983833 | 2653618 | 2725447 | 2716714 | 2618026 | 2509871 | 2569393 | 2388062 | 2363548 | 2234909
Iowa | Unaccounted | 337814 | -76074 | 127431 | 320149 | 340938 | 600954 | 734820 | 610307 | 704561 | 781642 | 289226 | 398772 | 393402 | 594043 | 721489 | 0 | 0 | 0 | 0 | 0 | 0 | 0 | 0 | 0 | 0 | 0 | 0 | 0 | 0 | 0 | 0 | 0
Iowa | Net interstate exports | 9314891 | 4106646 | 6327011 | 6838008 | 3693223 | 574054 | 3991978 | 4218579 | 4291861 | 5177715 | 5125466 | 6574140 | 3115412 | 2933106 | 0 | 0 | 0 | 0 | 0 | 0 | 0 | 0 | 0 | 0 | 0 | 0 | 0 | 0 | 0 | 0 | 0 | 0
Iowa | Total disposition | 67207008 | 59636671 | 62649563 | 63380569 | 57909566 | 54392507 | 56658918 | 56853282 | 56670757 | 56675406 | 56371913 | 57508721 | 51860063 | 53086786 | 50174588 | 48220910 | 47656200 | 45921827 | 45882407 | 45523459 | 43653680 | 43822985 | 42804847 | 41725075 | 40515098 | 39314750 | 38610750 | 37056166 | 36171144 | 33994306 | 34477142 | 32978738
Iowa | Net interstate trade | 9314891 | 4106646 | 6327011 | 6838008 | 3693223 | 574054 | 3991978 | 4218579 | 4291861 | 5177715 | 5125466 | 6574140 | 3115412 | 2933106 | -385371 | -2737448 | -3500038 | -2673632 | -3766215 | -2995074 | -2990022 | -2280974 | -3935361 | -3168399 | -4931097 | -4626135 | -3857822 | -3889159 | -4122132 | -3497382 | -2209287 | -2934233
Iowa | Net trade index (ratio) | 1.16 | 1.07 | 1.11 | 1.12 | 1.07 | 1.01 | 1.08 | 1.08 | 1.08 | 1.1 | 1.1 | 1.13 | 1.06 | 1.06 | 0.99 | 0.94 | 0.93 | 0.94 | 0.92 | 0.93 | 0.93 | 0.95 | 0.91 | 0.92 | 0.88 | 0.88 | 0.9 | 0.9 | 0.89 | 0.9 | 0.94 | 0.91
Iowa | Facility Direct Sales are electricity sales from non utility power producers which reported electricity sales to an ultimate customer. Net Interstate Trade = Total Supply - (Total Electric Industry Sales + Direct Use + Total International Exports (if applies) + Estimated Losses). Net Trade Index is the sum of Total Supply / (Total Disposition - Net Interstate Trade). A negative Net Interstate Trade value indicates a net import of electric power. Notes: Totals may not equal sum of components because of independent rounding. Estimated Losses are reported at the utility level, and then allocated to States based on the utility`s salesto ultimate customers by State. Reported losses may include electricity unaccounted for by the utility. Direct use is commercial or industrial use of electricity that (1) is self-generated (2) is produced by either the same entity that consumes the power or an affiliate,and (3) is used in direct support of a service or industrial process located within the same facility or group of facilities that houses the generating equipment. Direct use is exclusive of station use. Beginning with publication year 2010, Total disposition has been reorganized to include Net Interstate Trade. Therefore, Total Disposition equals Total Supply. Sources: U.S. Energy Information Administration, Form EIA-923, Power Plant Operations Report and predecessor forms. U.S. Energy Information Administration,Form EIA-860, Annual Electric Generator Report. U.S. Energy Information Administration, Form EIA-861, Annual Electric Power Industry Report. Form EIA-111, Quarterly Imports and Exports Report.
Kansas
Kansas | megawatthours
Kansas | Category | Year 2021 | Year 2020 | Year 2019 | Year 2018 | Year 2017 | Year 2016 | Year 2015 | Year 2014 | Year 2013 | Year 2012 | Year 2011 | Year 2010 | Year 2009 | Year 2008 | Year 2007 | Year 2006 | Year 2005 | Year 2004 | Year 2003 | Year 2002 | Year 2001 | Year 2000 | Year 1999 | Year 1998 | Year 1997 | Year 1996 | Year 1995 | Year 1994 | Year 1993 | Year 1992 | Year 1991 | Year 1990
Kansas | Supply
Kansas | Generation
Kansas | ..Electric utilities | 32725615 | 32081773 | 31467553 | 34517756 | 33850129 | 34176130 | 35293856 | 39669629 | 39808763 | 39949146 | 42582626 | 45270047 | 44443224 | 45275773 | 49256450 | 44621389 | 45421033 | 46409328 | 46155505 | 46691936 | 44642712 | 44764909 | 42002924 | 41480827 | 37843716 | 39874544 | 38230483 | 37283871 | 36432577 | 31763765 | 32314825 | 33868644
Kansas | ..Independent power producers | 23655661 | 22257021 | 19305066 | 17090987 | 17025409 | 13372086 | 10197702 | 10022363 | 8588130 | 4411011 | 2775806 | 2653716 | 2234084 | 1354496 | 857222 | 895109 | 436382 | 368344 | 376724 | 479425 | 65393 | 15332 | 12367 | 11425 | 13881 | 10969 | 11214 | 9854 | 4985 | 9768 | 1465 | 1465
Kansas | ..Combined heat and power, electric | 0 | 0 | 0 | 0 | 0 | 0 | 0 | 0 | 0 | 0 | 0 | 0 | 0 | 0 | 0 | 0 | 0 | 0 | 0 | 0 | 0 | 0 | 0 | 0 | 0 | 0 | 0 | 0 | 0 | 0 | 0 | 0
Kansas | Electric power sector generation subtotal | 56381275 | 54338794 | 50772619 | 51608743 | 50875538 | 47548216 | 45491558 | 49691992 | 48396893 | 44360157 | 45358432 | 47923762 | 46677308 | 46630269 | 50113672 | 45516498 | 45857415 | 46777672 | 46532228 | 47171361 | 44708105 | 44780241 | 42015291 | 41492252 | 37857597 | 39885513 | 38241697 | 37293725 | 36437562 | 31773533 | 32316290 | 33870109
Kansas | ..Combined heat and power, commercial | 15740 | 15500 | 16900 | 15600 | 14974 | 0 | 0 | 0 | 0 | 0 | 0 | 0 | 0 | 0 | 0 | 0 | 31 | 689 | 990 | 848 | 2057 | 1818 | 2216 | 1243 | 912 | 1182 | 4920 | 4920 | 0 | 0 | 0 | 0
Kansas | ..Combined heat and power, industrial | 233688 | 187537 | 98473 | 85870 | 42785 | 51775 | 35566 | 36371 | 75689 | 64534 | 1408 | 0 | 0 | 52 | 8523 | 7238 | 5250 | 4298 | 34342 | 16237 | 38360 | 33846 | 52723 | 91732 | 58976 | 55461 | 174088 | 321223 | 305005 | 304961 | 314454 | 314749
Kansas | Industrial and commercial generation subtotal | 249428 | 203037 | 115373 | 101470 | 57759 | 51775 | 35566 | 36371 | 75689 | 64534 | 1408 | 0 | 0 | 52 | 8523 | 7238 | 5281 | 4987 | 35332 | 17085 | 40417 | 35664 | 54939 | 92975 | 59888 | 56643 | 179008 | 326143 | 305005 | 304961 | 314454 | 314749
Kansas | Total net generation | 56630703 | 54541831 | 50887992 | 51710213 | 50933296 | 47599991 | 45527124 | 49728363 | 48472581 | 44424691 | 45359840 | 47923762 | 46677308 | 46630321 | 50122196 | 45523736 | 45862696 | 46782659 | 46567560 | 47188446 | 44748522 | 44815905 | 42070230 | 41585227 | 37917485 | 39942156 | 38420706 | 37619868 | 36742567 | 32078494 | 32630744 | 34184858
Kansas | Total international imports | 0 | 0 | 0 | 0 | 84 | 0 | 0 | 0 | 0 | 0 | 0 | 0 | 0 | 0 | 300 | 0 | 0 | 0 | 0 | 0 | 0 | 0 | 875 | 3700 | 350 | 0 | 0 | 0 | 0 | 0 | 0 | 0
Kansas | Net interstate imports | 0 | 0 | 0 | 0 | 0 | 0 | 0 | 0 | 0 | 0 | 0 | 0 | 0 | 0 | 0 | 0 | 0 | 0 | 0 | 0 | 0 | 0 | 0 | 0 | 0 | 0 | 0 | 0 | 0 | 0 | 0 | 0
Kansas | Total supply | 56630703 | 54541831 | 50887992 | 51710213 | 50933380 | 47599991 | 45527124 | 49728363 | 48472581 | 44424691 | 45359840 | 47923762 | 46677308 | 46630321 | 50122496 | 45523736 | 45862696 | 46782659 | 46567560 | 47188446 | 44748522 | 44815905 | 42071105 | 41588927 | 37917835 | 39942156 | 38420706 | 37619868 | 36742567 | 32078494 | 32630744 | 34184858
Kansas | Disposition
Kansas | Sales to ultimate customers
Kansas | ..Full service providers | 40489279 | 39483946 | 41159628 | 42036979 | 40287787 | 40810174 | 39849127 | 40561606 | 39847397 | 40293476 | 40760399 | 40420675 | 38112431 | 39830953 | 40030822 | 39646469 | 38921019 | 37022257 | 36735390 | 36713540 | 35846951 | 35921461 | 33820108 | 34140176 | 32270009 | 31290626 | 30356882 | 29613821 | 28808385 | 27069105 | 28152224 | 27148767
Kansas | ..Energy-only providers | 0 | 0 | 0 | 0 | 0 | 0 | 0 | 0 | 0 | 0 | 0 | 0 | 0 | 0 | 0 | 0 | 0 | 0 | 0 | 0 | 0 | 0 | 0 | 0 | 0 | 0 | 0 | 0 | 0 | 0 | 0 | 0
Kansas | ..Facility direct sales | 2507 | 0 | 0 | 0 | 0 | 0 | 0 | 0 | 0 | 0 | 0 | 0 | 130913 | 134108 | 135155 | 104833 | 103264 | 104283 | 0 | 0 | 0 | 0 | 0 | 0 | 0 | 0 | 0 | 0 | 0 | 0 | 0 | 0
Kansas | Total electric industry sales | 40491786 | 39483946 | 41159628 | 42036979 | 40287787 | 40810174 | 39849127 | 40561606 | 39847397 | 40293476 | 40760399 | 40420675 | 38243344 | 39965061 | 40165977 | 39751302 | 39024283 | 37126540 | 36735390 | 36713540 | 35846951 | 35921461 | 33820108 | 34140176 | 32270009 | 31290626 | 30356882 | 29613821 | 28808385 | 27069105 | 28152224 | 27148767
Kansas | Direct use | 257614 | 207995 | 117259 | 105372 | 53990 | 52547 | 45614 | 60865 | 77023 | 67572 | 1408 | 0 | 0 | 275 | 8684 | 7386 | 5389 | 62166 | 62101 | 61323 | 60018 | 36452 | 55615 | 93703 | 60780 | 57431 | 179871 | 326904 | 305538 | 305221 | 314799 | 315094
Kansas | Total international exports | 0 | 0 | 0 | 0 | 0 | 0 | 0 | 0 | 0 | 0 | 0 | 0 | 114 | 0 | 0 | 0 | 253 | 206 | 0 | 0 | 0 | 0 | 7750 | 0 | 0 | 0 | 0 | 0 | 0 | 0 | 0 | 0
Kansas | Estimated losses | 1904996 | 2199029 | 2231835 | 2168169 | 2191592 | 2129927 | 1987900 | 2112040 | 2140588 | 2182051 | 2518733 | 2497099 | 2434473 | 2545794 | 2542204 | 2577430 | 2608217 | 2720484 | 2697411 | 2753869 | 2803356 | 2794088 | 2653260 | 2427630 | 2433060 | 2428832 | 2316996 | 2249653 | 2305641 | 2139915 | 2161662 | 2061156
Kansas | Unaccounted | 258610 | -59315 | 102757 | 262799 | 280766 | 506389 | 621073 | 524450 | 601109 | 689033 | 258220 | 354682 | 344743 | 521916 | 640151 | 0 | 0 | 0 | 0 | 0 | 0 | 0 | 0 | 0 | 0 | 0 | 0 | 0 | 0 | 0 | 0 | 0
Kansas | Net interstate exports | 13717698 | 12710176 | 7276513 | 7136895 | 8119245 | 4100953 | 3023410 | 6469402 | 5806465 | 1192559 | 1821080 | 4651306 | 5654634 | 3597275 | 6765480 | 1293972 | 2368409 | 5101957 | 5666718 | 6323378 | 5076668 | 4544141 | 4037880 | 3456095 | 1750317 | 4794535 | 4250439 | 4406304 | 4285080 | 1617217 | 1099132 | 3770640
Kansas | Total disposition | 56630703 | 54541831 | 50887992 | 51710213 | 50933380 | 47599991 | 45527124 | 49728363 | 48472581 | 44424691 | 45359840 | 47923762 | 46677308 | 46630321 | 50122496 | 45523736 | 45862696 | 46782659 | 46567560 | 47188446 | 44748522 | 44815905 | 42071105 | 41588927 | 37917835 | 39942156 | 38420706 | 37619868 | 36742567 | 32078494 | 32630744 | 34184858
Kansas | Net interstate trade | 13717698 | 12710176 | 7276513 | 7136895 | 8119245 | 4100953 | 3023410 | 6469402 | 5806465 | 1192559 | 1821080 | 4651306 | 5654634 | 3597275 | 6765480 | 1293972 | 2368409 | 5101957 | 5666718 | 6323378 | 5076668 | 4544141 | 4037880 | 3456095 | 1750317 | 4794535 | 4250439 | 4406304 | 4285080 | 1617217 | 1099132 | 3770640
Kansas | Net trade index (ratio) | 1.32 | 1.3 | 1.17 | 1.16 | 1.19 | 1.09 | 1.07 | 1.15 | 1.14 | 1.03 | 1.04 | 1.11 | 1.14 | 1.08 | 1.16 | 1.03 | 1.05 | 1.12 | 1.14 | 1.15 | 1.13 | 1.11 | 1.11 | 1.09 | 1.05 | 1.14 | 1.12 | 1.13 | 1.13 | 1.05 | 1.03 | 1.12
Kansas | Facility Direct Sales are electricity sales from non utility power producers which reported electricity sales to an ultimate customer. Net Interstate Trade = Total Supply - (Total Electric Industry Sales + Direct Use + Total International Exports (if applies) + Estimated Losses). Net Trade Index is the sum of Total Supply / (Total Disposition - Net Interstate Trade). A negative Net Interstate Trade value indicates a net import of electric power. Notes: Totals may not equal sum of components because of independent rounding. Estimated Losses are reported at the utility level, and then allocated to States based on the utility`s salesto ultimate customers by State. Reported losses may include electricity unaccounted for by the utility. Direct use is commercial or industrial use of electricity that (1) is self-generated (2) is produced by either the same entity that consumes the power or an affiliate,and (3) is used in direct support of a service or industrial process located within the same facility or group of facilities that houses the generating equipment. Direct use is exclusive of station use. Beginning with publication year 2010, Total disposition has been reorganized to include Net Interstate Trade. Therefore, Total Disposition equals Total Supply. Sources: U.S. Energy Information Administration, Form EIA-923, Power Plant Operations Report and predecessor forms. U.S. Energy Information Administration,Form EIA-860, Annual Electric Generator Report. U.S. Energy Information Administration, Form EIA-861, Annual Electric Power Industry Report. Form EIA-111, Quarterly Imports and Exports Report.
Kentucky
Kentucky | megawatthours
Kentucky | Category | Year 2021 | Year 2020 | Year 2019 | Year 2018 | Year 2017 | Year 2016 | Year 2015 | Year 2014 | Year 2013 | Year 2012 | Year 2011 | Year 2010 | Year 2009 | Year 2008 | Year 2007 | Year 2006 | Year 2005 | Year 2004 | Year 2003 | Year 2002 | Year 2001 | Year 2000 | Year 1999 | Year 1998 | Year 1997 | Year 1996 | Year 1995 | Year 1994 | Year 1993 | Year 1992 | Year 1991 | Year 1990
Kentucky | Supply
Kentucky | Generation
Kentucky | ..Electric utilities | 68761562 | 62568739 | 70896610 | 77557021 | 72105628 | 79113471 | 82364762 | 90133403 | 89098127 | 89155630 | 97617419 | 97472144 | 90029962 | 86012151 | 85259079 | 86816479 | 85679912 | 82921402 | 80696982 | 80161524 | 83677982 | 81349922 | 81658150 | 86151121 | 91558046 | 88438224 | 86161578 | 84097034 | 84997718 | 77351259 | 75505081 | 73807286
Kentucky | ..Independent power producers | 593870 | 502427 | 396107 | 714795 | 454498 | 546799 | 589449 | 164428 | 210206 | 325782 | 154113 | 171370 | 118946 | 11316013 | 11397411 | 11449063 | 11621685 | 11096948 | 10565864 | 11368886 | 11448423 | 11502697 | 11011350 | 4766254 | 0 | 0 | 0 | 0 | 0 | 0 | 0 | 0
Kentucky | ..Combined heat and power, electric | 0 | 0 | 0 | 0 | 0 | 0 | 0 | 0 | 0 | 0 | 0 | 0 | 0 | 0 | 0 | 0 | 0 | 0 | 0 | 0 | 0 | 0 | 0 | 0 | 0 | 0 | 0 | 0 | 0 | 0 | 0 | 0
Kentucky | Electric power sector generation subtotal | 69355432 | 63071166 | 71292717 | 78271816 | 72560126 | 79660270 | 82954211 | 90297831 | 89308333 | 89481412 | 97771532 | 97643514 | 90148908 | 97328164 | 96656490 | 98265542 | 97301597 | 94018350 | 91262846 | 91530410 | 95126405 | 92852619 | 92669500 | 90917375 | 91558046 | 88438224 | 86161578 | 84097034 | 84997718 | 77351259 | 75505081 | 73807286
Kentucky | ..Combined heat and power, commercial | 0 | 0 | 0 | 0 | 0 | 0 | 0 | 0 | 0 | 0 | 0 | 0 | 0 | 0 | 0 | 0 | 0 | 0 | 0 | 0 | 97524 | 0 | 0 | 0 | 0 | 0 | 0 | 0 | 0 | 0 | 0 | 0
Kentucky | ..Combined heat and power, industrial | 552980 | 468662 | 511537 | 532681 | 619070 | 613232 | 589460 | 598604 | 432688 | 468277 | 579450 | 574144 | 481519 | 535176 | 568829 | 526472 | 520822 | 511597 | 455974 | 576258 | 193695 | 153464 | 12409 | 15652 | 14049 | 9272 | 4258 | 0 | 0 | 0 | 0 | 0
Kentucky | Industrial and commercial generation subtotal | 552980 | 468662 | 511537 | 532681 | 619070 | 613232 | 589460 | 598604 | 432688 | 468277 | 579450 | 574144 | 481519 | 535176 | 568829 | 526472 | 520822 | 511597 | 455974 | 576258 | 291219 | 153464 | 12409 | 15652 | 14049 | 9272 | 4258 | 0 | 0 | 0 | 0 | 0
Kentucky | Total net generation | 69908411 | 63539829 | 71804254 | 78804497 | 73179196 | 80273501 | 83543671 | 90896435 | 89741021 | 89949689 | 98350982 | 98217658 | 90630427 | 97863340 | 97225319 | 98792014 | 97822419 | 94529947 | 91718820 | 92106668 | 95417624 | 93006083 | 92681909 | 90933027 | 91572095 | 88447496 | 86165836 | 84097034 | 84997718 | 77351259 | 75505081 | 73807286
Kentucky | Total international imports | 0 | 0 | 0 | 5968 | 2156 | 0 | 0 | 0 | 0 | 0 | 0 | 0 | 0 | 0 | 0 | 0 | 0 | 0 | 0 | 0 | 0 | 0 | 0 | 0 | 0 | 0 | 0 | 0 | 0 | 0 | 0 | 0
Kentucky | Net interstate imports | 8952800 | 12435073 | 8132260 | 2599233 | 4325041 | 0 | 0 | 0 | 1110059 | 5715325 | 0 | 2412197 | 5108499 | 3102595 | 2977043 | 0 | 1763783 | 2603970 | 3163970 | 5076462 | 0 | 0 | 0 | 0 | 0 | 0 | 0 | 0 | 0 | 0 | 0 | 0
Kentucky | Total supply | 78861211 | 75974902 | 79936514 | 81409698 | 77506393 | 80273501 | 83543671 | 90896435 | 90851080 | 95665014 | 98350982 | 100629855 | 95738926 | 100965935 | 100202362 | 98792014 | 99586202 | 97133917 | 94882790 | 97183130 | 95417624 | 93006083 | 92681909 | 90933027 | 91572095 | 88447496 | 86165836 | 84097034 | 84997718 | 77351259 | 75505081 | 73807286
Kentucky | Disposition
Kentucky | Sales to ultimate customers
Kentucky | ..Full service providers | 74388446 | 71680321 | 75217276 | 76480295 | 72503038 | 74417599 | 75903636 | 78664316 | 84651887 | 89048490 | 89538341 | 93569426 | 88896757 | 93375365 | 92352262 | 88616026 | 89218460 | 86521156 | 85175823 | 87266835 | 79975499 | 78316156 | 79098015 | 75850311 | 76835514 | 77018734 | 74548198 | 72485367 | 68149184 | 67067820 | 64193802 | 61096874
Kentucky | ..Energy-only providers | 0 | 0 | 0 | 0 | 0 | 0 | 0 | 0 | 0 | 0 | 0 | 0 | 0 | 0 | 0 | 0 | 0 | 0 | 0 | 0 | 0 | 0 | 0 | 0 | 0 | 0 | 0 | 0 | 0 | 0 | 0 | 0
Kentucky | ..Facility direct sales | 128540 | 120078 | 128106 | 130341 | 131349 | 135976 | 134994 | 174608 | 111955 | 0 | 0 | 0 | 0 | 53049 | 51838 | 127409 | 133006 | 0 | 43808 | 43317 | 0 | 0 | 0 | 0 | 0 | 0 | 0 | 0 | 0 | 0 | 0 | 0
Kentucky | Total electric industry sales | 74516986 | 71800399 | 75345382 | 76610636 | 72634387 | 74553575 | 76038630 | 78838924 | 84763842 | 89048490 | 89538341 | 93569426 | 88896757 | 93428414 | 92404100 | 88743435 | 89351466 | 86521156 | 85219631 | 87310152 | 79975499 | 78316156 | 79098015 | 75850311 | 76835514 | 77018734 | 74548198 | 72485367 | 68149184 | 67067820 | 64193802 | 61096874
Kentucky | Direct use | 362544 | 283494 | 317510 | 368558 | 414612 | 406421 | 388445 | 391720 | 255070 | 271434 | 369324 | 458870 | 381874 | 365975 | 477076 | 399822 | 389447 | 188482 | 188286 | 185925 | 181970 | 358581 | 193346 | 11314 | 9540 | 7565 | 3392 | 0 | 0 | 0 | 0 | 0
Kentucky | Total international exports | 0 | 0 | 0 | 167 | 7 | 0 | 0 | 0 | 0 | 0 | 0 | 0 | 0 | 0 | 0 | 0 | 250 | 0 | 0 | 0 | 0 | 0 | 0 | 0 | 0 | 0 | 0 | 0 | 0 | 0 | 0 | 0
Kentucky | Estimated losses | 3505762 | 3998871 | 4085519 | 3951397 | 3951197 | 3891032 | 3793236 | 4105138 | 4553483 | 4822328 | 5532899 | 5780510 | 5658939 | 5951436 | 5848484 | 5754024 | 5971871 | 6339924 | 6257518 | 6549102 | 6254361 | 6091687 | 6205408 | 5393541 | 5793162 | 5978324 | 5689909 | 5506448 | 5454228 | 5301965 | 4929108 | 4638523
Kentucky | Unaccounted | 475919 | -107862 | 188103 | 478940 | 506190 | 925091 | 1185109 | 1019365 | 1278685 | 1522761 | 567231 | 821050 | 801356 | 1220110 | 1472703 | 0 | 0 | 0 | 0 | 0 | 0 | 0 | 0 | 0 | 0 | 0 | 0 | 0 | 0 | 0 | 0 | 0
Kentucky | Net interstate exports | 0 | 0 | 0 | 0 | 0 | 497382 | 2138250 | 6541288 | 0 | 0 | 2343187 | 0 | 0 | 0 | 0 | 50181 | 0 | 0 | 0 | 0 | 6908617 | 5205089 | 3748375 | 6212315 | 5456680 | 1935306 | 2253439 | 2801416 | 8216951 | 1879588 | 3606176 | 5362406
Kentucky | Total disposition | 78861211 | 75974902 | 79936514 | 81409698 | 77506393 | 80273501 | 83543671 | 90896435 | 90851080 | 95665014 | 98350982 | 100629855 | 95738926 | 100965935 | 100202362 | 98792014 | 99586202 | 97133917 | 94882790 | 97183130 | 95417624 | 93006083 | 92681909 | 90933027 | 91572095 | 88447496 | 86165836 | 84097034 | 84997718 | 77351259 | 75505081 | 73807286
Kentucky | Net interstate trade | -8952800 | -12435073 | -8132260 | -2599233 | -4325041 | 497382 | 2138250 | 6541288 | -1110059 | -5715325 | 2343187 | -2412197 | -5108499 | -3102595 | -2977043 | 50181 | -1763783 | -2603970 | -3163970 | -5076462 | 6908617 | 5205089 | 3748375 | 6212315 | 5456680 | 1935306 | 2253439 | 2801416 | 8216951 | 1879588 | 3606176 | 5362406
Kentucky | Net trade index (ratio) | 0.89 | 0.84 | 0.9 | 0.97 | 0.94 | 1.01 | 1.03 | 1.08 | 0.99 | 0.94 | 1.02 | 0.98 | 0.95 | 0.97 | 0.97 | 1 | 0.98 | 0.97 | 0.97 | 0.95 | 1.08 | 1.06 | 1.04 | 1.07 | 1.06 | 1.02 | 1.03 | 1.03 | 1.11 | 1.02 | 1.05 | 1.08
Kentucky | Facility Direct Sales are electricity sales from non utility power producers which reported electricity sales to an ultimate customer. Net Interstate Trade = Total Supply - (Total Electric Industry Sales + Direct Use + Total International Exports (if applies) + Estimated Losses). Net Trade Index is the sum of Total Supply / (Total Disposition - Net Interstate Trade). A negative Net Interstate Trade value indicates a net import of electric power. Notes: Totals may not equal sum of components because of independent rounding. Estimated Losses are reported at the utility level, and then allocated to States based on the utility`s salesto ultimate customers by State. Reported losses may include electricity unaccounted for by the utility. Direct use is commercial or industrial use of electricity that (1) is self-generated (2) is produced by either the same entity that consumes the power or an affiliate,and (3) is used in direct support of a service or industrial process located within the same facility or group of facilities that houses the generating equipment. Direct use is exclusive of station use. Beginning with publication year 2010, Total disposition has been reorganized to include Net Interstate Trade. Therefore, Total Disposition equals Total Supply. Sources: U.S. Energy Information Administration, Form EIA-923, Power Plant Operations Report and predecessor forms. U.S. Energy Information Administration,Form EIA-860, Annual Electric Generator Report. U.S. Energy Information Administration, Form EIA-861, Annual Electric Power Industry Report. Form EIA-111, Quarterly Imports and Exports Report.
Louisiana
Louisiana | megawatthours
Louisiana | Category | Year 2021 | Year 2020 | Year 2019 | Year 2018 | Year 2017 | Year 2016 | Year 2015 | Year 2014 | Year 2013 | Year 2012 | Year 2011 | Year 2010 | Year 2009 | Year 2008 | Year 2007 | Year 2006 | Year 2005 | Year 2004 | Year 2003 | Year 2002 | Year 2001 | Year 2000 | Year 1999 | Year 1998 | Year 1997 | Year 1996 | Year 1995 | Year 1994 | Year 1993 | Year 1992 | Year 1991 | Year 1990
Louisiana | Supply
Louisiana | Generation
Louisiana | ..Electric utilities | 63844970 | 65841200 | 59912296 | 62152041 | 56686344 | 64485745 | 65729889 | 58518271 | 56226016 | 52048167 | 54924000 | 51680682 | 43591889 | 43164448 | 43523037 | 40891159 | 44157533 | 47603602 | 43485059 | 54921960 | 50378001 | 57601142 | 64837110 | 66107474 | 61120002 | 58643113 | 65555229 | 60169910 | 59352572 | 55188230 | 57157976 | 58168408
Louisiana | ..Independent power producers | 4168929 | 2700113 | 4941551 | 6102429 | 6982243 | 7786193 | 8432811 | 12086823 | 13211712 | 17475854 | 17100656 | 17779825 | 16746137 | 18767689 | 17734541 | 18740272 | 18095316 | 18810750 | 21183675 | 16941134 | 14007165 | 11091323 | 1024419 | 1264378 | 1252781 | 1166540 | 1161787 | 1169374 | 1434476 | 854614 | 748752 | 865774
Louisiana | ..Combined heat and power, electric | 2744341 | 2434453 | 2970427 | 3064512 | 3102168 | 2495579 | 2709824 | 2067416 | 2246533 | 5848697 | 5093953 | 5083189 | 4836103 | 4317306 | 4416107 | 4165057 | 8253919 | 5233217 | 1844593 | 1649912 | 1551177 | 1420939 | 1521673 | 1663546 | 1567758 | 1377364 | 1404266 | 1605817 | 1579013 | 953995 | 1580946 | 1603665
Louisiana | Electric power sector generation subtotal | 70758240 | 70975766 | 67824274 | 71318982 | 66770755 | 74767517 | 76872524 | 72672510 | 71684261 | 75372718 | 77118609 | 74543696 | 65174129 | 66249443 | 65673685 | 63796488 | 70506768 | 71647569 | 66513327 | 73513006 | 65936343 | 70113404 | 67383202 | 69035397 | 63940541 | 61187017 | 68121282 | 62945100 | 62366060 | 56996839 | 59487674 | 60637847
Louisiana | ..Combined heat and power, commercial | 183599 | 187321 | 163513 | 170461 | 136867 | 169558 | 176168 | 190355 | 202585 | 45015 | 47030 | 47190 | 44752 | 46308 | 42950 | 38616 | 38053 | 19655 | 23321 | 32000 | 64891 | 31710 | 16806 | 28405 | 31554 | 26635 | 28109 | 26250 | 25052 | 30669 | 27529 | 30669
Louisiana | ..Combined heat and power, industrial | 27773474 | 29610685 | 32186975 | 30639041 | 30811590 | 32331728 | 30763662 | 31366537 | 30123331 | 27989972 | 28325098 | 28294054 | 25774795 | 26157391 | 26861693 | 27086726 | 22072057 | 26505085 | 28348392 | 21425957 | 21893147 | 22720521 | 22541745 | 20584810 | 18849547 | 16526244 | 16410332 | 16414610 | 16584423 | 16346615 | 15457489 | 15797112
Louisiana | Industrial and commercial generation subtotal | 27957073 | 29798006 | 32350488 | 30809502 | 30948458 | 32501286 | 30939830 | 31556892 | 30325916 | 28034988 | 28372128 | 28341244 | 25819547 | 26203699 | 26904643 | 27125342 | 22110110 | 26524740 | 28371713 | 21457957 | 21958038 | 22752231 | 22558551 | 20613215 | 18881101 | 16552879 | 16438442 | 16440860 | 16609475 | 16377284 | 15485018 | 15827781
Louisiana | Total net generation | 98715313 | 100773772 | 100174762 | 102128485 | 97719213 | 107268804 | 107812354 | 104229402 | 102010177 | 103407706 | 105490737 | 102884940 | 90993676 | 92453141 | 92578329 | 90921829 | 92616878 | 98172309 | 94885040 | 94970963 | 87894382 | 92865635 | 89941753 | 89648612 | 82821642 | 77739896 | 84559724 | 79385960 | 78975535 | 73374123 | 74972692 | 76465628
Louisiana | Total international imports | 0 | 0 | 0 | 0 | 0 | 0 | 0 | 0 | 0 | 0 | 0 | 0 | 0 | 0 | 0 | 0 | 0 | 0 | 0 | 0 | 0 | 0 | 0 | 0 | 0 | 0 | 0 | 0 | 0 | 0 | 0 | 0
Louisiana | Net interstate imports | 16593779 | 13920722 | 19939973 | 17417755 | 21058693 | 11479336 | 10676366 | 12606405 | 9280536 | 8034504 | 7051921 | 8686991 | 12307227 | 11978785 | 13568543 | 0 | 0 | 0 | 0 | 0 | 0 | 0 | 0 | 0 | 2248147 | 6823657 | 0 | 0 | 0 | 0 | 0 | 0
Louisiana | Total supply | 115309092 | 114694494 | 120114735 | 119546240 | 118777906 | 118748140 | 118488720 | 116835807 | 111290713 | 111442210 | 112542658 | 111571931 | 103300903 | 104431926 | 106146872 | 90921829 | 92616878 | 98172309 | 94885040 | 94970963 | 87894382 | 92865635 | 89941753 | 89648612 | 85069789 | 84563553 | 84559724 | 79385960 | 78975535 | 73374123 | 74972692 | 76465628
Louisiana | Disposition
Louisiana | Sales to ultimate customers
Louisiana | ..Full service providers | 90819346 | 89126685 | 93128525 | 94186072 | 91205935 | 91452659 | 91676489 | 90628316 | 85807932 | 84730743 | 86369081 | 85079692 | 78669582 | 78725774 | 79566937 | 77467748 | 77389170 | 79737112 | 77726767 | 79260989 | 74692751 | 80690346 | 78266678 | 77716091 | 75885666 | 75269095 | 72827190 | 70131806 | 67755825 | 65098330 | 64704299 | 63825890
Louisiana | ..Energy-only providers | 0 | 0 | 0 | 0 | 0 | 0 | 0 | 0 | 0 | 0 | 0 | 0 | 0 | 0 | 0 | 0 | 0 | 0 | 0 | 0 | 0 | 0 | 0 | 0 | 0 | 0 | 0 | 0 | 0 | 0 | 0 | 0
Louisiana | ..Facility direct sales | 0 | 0 | 0 | 0 | 0 | 0 | 0 | 0 | 0 | 0 | 0 | 0 | 0 | 0 | 0 | 0 | 0 | 0 | 42555 | 30600 | 0 | 0 | 0 | 0 | 0 | 0 | 0 | 0 | 0 | 0 | 0 | 0
Louisiana | Total electric industry sales | 90819346 | 89126685 | 93128525 | 94186072 | 91205935 | 91452659 | 91676489 | 90628316 | 85807932 | 84730743 | 86369081 | 85079692 | 78669582 | 78725774 | 79566937 | 77467748 | 77389170 | 79737112 | 77769322 | 79291589 | 74692751 | 80690346 | 78266678 | 77716091 | 75885666 | 75269095 | 72827190 | 70131806 | 67755825 | 65098330 | 64704299 | 63825890
Louisiana | Direct use | 19636978 | 20737854 | 21703921 | 19913457 | 21974896 | 21387685 | 20810055 | 20316681 | 19578774 | 20674036 | 20289364 | 20489652 | 18914254 | 19663178 | 20275838 | 23505570 | 20420004 | 22071042 | 22048053 | 21771594 | 21308389 | 23413783 | 22189003 | 20351947 | 18941462 | 16661366 | 16486132 | 16664498 | 16785837 | 16322502 | 15449070 | 17277108
Louisiana | Total international exports | 0 | 0 | 0 | 0 | 0 | 0 | 0 | 0 | 0 | 0 | 0 | 0 | 0 | 0 | 0 | 0 | 0 | 0 | 0 | 0 | 0 | 0 | 0 | 0 | 0 | 0 | 0 | 0 | 0 | 0 | 0 | 0
Louisiana | Estimated losses | 4272730 | 4963845 | 5049790 | 4857897 | 4961460 | 4773013 | 4573341 | 4719011 | 4609571 | 4588505 | 5337059 | 5256033 | 5007903 | 5014871 | 5035988 | 5022921 | 5172362 | 5842816 | 5710456 | 5947632 | 5841232 | 6276359 | 6140187 | 5526212 | 5721547 | 5842515 | 5558552 | 5327656 | 5422746 | 5146269 | 4968307 | 4845712
Louisiana | Unaccounted | 580038 | -133891 | 232499 | 588814 | 635615 | 1134782 | 1428834 | 1171798 | 1294436 | 1448926 | 547153 | 746554 | 709164 | 1028104 | 1268109 | 0 | 0 | 0 | 0 | 0 | 0 | 0 | 0 | 0 | 0 | 0 | 0 | 0 | 0 | 0 | 0 | 0
Louisiana | Net interstate exports | 0 | 0 | 0 | 0 | 0 | 0 | 0 | 0 | 0 | 0 | 0 | 0 | 0 | 0 | 0 | 4702917 | 6343323 | 8632675 | 8275482 | 6691528 | 5210662 | 2379870 | 1920935 | 2823583 | 0 | 0 | 2568034 | 713301 | 2621153 | 102404 | 2486563 | 4946237
Louisiana | Total disposition | 115309092 | 114694494 | 120114735 | 119546240 | 118777906 | 118748140 | 118488720 | 116835807 | 111290713 | 111442210 | 112542658 | 111571931 | 103300903 | 104431926 | 106146872 | 90921829 | 92616878 | 98172309 | 94885040 | 94970963 | 87894382 | 92865635 | 89941753 | 89648612 | 85069789 | 84563553 | 84559724 | 79385960 | 78975535 | 73374123 | 74972692 | 76465628
Louisiana | Net interstate trade | -16593779 | -13920722 | -19939973 | -17417755 | -21058693 | -11479336 | -10676366 | -12606405 | -9280536 | -8034504 | -7051921 | -8686991 | -12307227 | -11978785 | -13568543 | 4702917 | 6343323 | 8632675 | 8275482 | 6691528 | 5210662 | 2379870 | 1920935 | 2823583 | -2248147 | -6823657 | 2568034 | 713301 | 2621153 | 102404 | 2486563 | 4946237
Louisiana | Net trade index (ratio) | 0.86 | 0.88 | 0.83 | 0.85 | 0.82 | 0.9 | 0.91 | 0.89 | 0.92 | 0.93 | 0.94 | 0.92 | 0.88 | 0.89 | 0.87 | 1.05 | 1.07 | 1.1 | 1.1 | 1.08 | 1.06 | 1.03 | 1.02 | 1.03 | 0.97 | 0.92 | 1.03 | 1.01 | 1.03 | 1 | 1.03 | 1.07
Louisiana | Facility Direct Sales are electricity sales from non utility power producers which reported electricity sales to an ultimate customer. Net Interstate Trade = Total Supply - (Total Electric Industry Sales + Direct Use + Total International Exports (if applies) + Estimated Losses). Net Trade Index is the sum of Total Supply / (Total Disposition - Net Interstate Trade). A negative Net Interstate Trade value indicates a net import of electric power. Notes: Totals may not equal sum of components because of independent rounding. Estimated Losses are reported at the utility level, and then allocated to States based on the utility`s salesto ultimate customers by State. Reported losses may include electricity unaccounted for by the utility. Direct use is commercial or industrial use of electricity that (1) is self-generated (2) is produced by either the same entity that consumes the power or an affiliate,and (3) is used in direct support of a service or industrial process located within the same facility or group of facilities that houses the generating equipment. Direct use is exclusive of station use. Beginning with publication year 2010, Total disposition has been reorganized to include Net Interstate Trade. Therefore, Total Disposition equals Total Supply. Sources: U.S. Energy Information Administration, Form EIA-923, Power Plant Operations Report and predecessor forms. U.S. Energy Information Administration,Form EIA-860, Annual Electric Generator Report. U.S. Energy Information Administration, Form EIA-861, Annual Electric Power Industry Report. Form EIA-111, Quarterly Imports and Exports Report.
Maine
Maine | megawatthours
Maine | Category | Year 2021 | Year 2020 | Year 2019 | Year 2018 | Year 2017 | Year 2016 | Year 2015 | Year 2014 | Year 2013 | Year 2012 | Year 2011 | Year 2010 | Year 2009 | Year 2008 | Year 2007 | Year 2006 | Year 2005 | Year 2004 | Year 2003 | Year 2002 | Year 2001 | Year 2000 | Year 1999 | Year 1998 | Year 1997 | Year 1996 | Year 1995 | Year 1994 | Year 1993 | Year 1992 | Year 1991 | Year 1990
Maine | Supply
Maine | Generation
Maine | ..Electric utilities | 1503 | 2914 | 3791 | 19 | 86 | 32 | 84 | 523 | 597 | 168 | 754 | 1759 | 867 | 1080 | 1317 | 489 | 827 | 1121 | 1409 | 865 | 0 | 2781 | 1189273 | 3549008 | 3222785 | 7800149 | 2668381 | 9015544 | 8075919 | 8334852 | 9518506 | 9063595
Maine | ..Independent power producers | 8803646 | 7625626 | 7896809 | 8709840 | 8625970 | 8907650 | 8657211 | 9215651 | 8494974 | 9563701 | 10261236 | 11278222 | 10946052 | 10941817 | 10153675 | 11090726 | 13126822 | 12629923 | 11668137 | 13006058 | 12050331 | 7619430 | 5949337 | 1804636 | 1595035 | 1611051 | 1500807 | 1911367 | 1921714 | 1807409 | 1884042 | 1880020
Maine | ..Combined heat and power, electric | 432044 | 594818 | 560001 | 598625 | 580868 | 549926 | 665508 | 588453 | 611503 | 622028 | 628404 | 603178 | 478959 | 574517 | 701780 | 700901 | 729951 | 1399971 | 1691119 | 3211973 | 2924452 | 1691279 | 828690 | 841585 | 787336 | 814946 | 802673 | 660636 | 801155 | 824465 | 750982 | 473220
Maine | Electric power sector generation subtotal | 9237193 | 8223358 | 8460601 | 9308484 | 9206924 | 9457608 | 9322803 | 9804627 | 9107074 | 10185897 | 10890394 | 11883159 | 11425878 | 11517413 | 10856771 | 11792116 | 13857600 | 14031015 | 13360665 | 16218896 | 14974783 | 9313490 | 7967301 | 6195230 | 5605156 | 10226146 | 4971861 | 11587547 | 10798788 | 10966725 | 12153530 | 11416834
Maine | ..Combined heat and power, commercial | 97515 | 109968 | 131842 | 165415 | 214687 | 205460 | 206050 | 207801 | 205500 | 207995 | 176454 | 178946 | 184120 | 177026 | 173197 | 172342 | 177275 | 175866 | 182850 | 179639 | 180232 | 198115 | 182346 | 201274 | 206785 | 209366 | 207455 | 208264 | 204250 | 185187 | 169308 | 167268
Maine | ..Combined heat and power, industrial | 1573437 | 1668544 | 1898119 | 1806801 | 1842669 | 1851359 | 2212412 | 3236282 | 4717464 | 4654404 | 4906840 | 4956554 | 4739851 | 5400480 | 5098599 | 4851715 | 4809103 | 4892005 | 5428121 | 6136498 | 4409800 | 4536343 | 4524281 | 4606816 | 4521466 | 4498861 | 4583735 | 4660339 | 4611234 | 4531632 | 5021945 | 4361912
Maine | Industrial and commercial generation subtotal | 1670951 | 1778512 | 2029961 | 1972216 | 2057356 | 2056819 | 2418462 | 3444083 | 4922964 | 4862399 | 5083294 | 5135500 | 4923971 | 5577506 | 5271796 | 5024057 | 4986378 | 5067871 | 5610971 | 6316137 | 4590032 | 4734457 | 4706627 | 4808090 | 4728250 | 4708227 | 4791190 | 4868602 | 4815484 | 4716820 | 5191252 | 4529180
Maine | Total net generation | 10908144 | 10001870 | 10490562 | 11280700 | 11264280 | 11514427 | 11741265 | 13248710 | 14030038 | 15048296 | 15973688 | 17018660 | 16349849 | 17094919 | 16128567 | 16816173 | 18843978 | 19098885 | 18971635 | 22535033 | 19564815 | 14047948 | 12673928 | 11003320 | 10333407 | 14934373 | 9763051 | 16456149 | 15614272 | 15683545 | 17344783 | 15946014
Maine | Total international imports | 2263210 | 2961066 | 4056379 | 4348760 | 4464117 | 4983411 | 4999517 | 4703435 | 5099580 | 2665099 | 3238791 | 2840325 | 2604323 | 1743201 | 4262829 | 3774215 | 2536904 | 3921993 | 2675781 | 2277141 | 2901585 | 4236111 | 4436281 | 3956949 | 3441059 | 4326659 | 4622107 | 3179349 | 2091572 | 1875873 | 1880853 | 2338550
Maine | Net interstate imports | 867698 | 1121495 | 59658 | 0 | 0 | 0 | 0 | 0 | 0 | 0 | 0 | 0 | 0 | 0 | 0 | 0 | 0 | 0 | 0 | 0 | 0 | 0 | 0 | 0 | 0 | 0 | 0 | 0 | 0 | 0 | 0 | 0
Maine | Total supply | 14039052 | 14084431 | 14606599 | 15629460 | 15728397 | 16497838 | 16740782 | 17952145 | 19129618 | 17713395 | 19212479 | 19858985 | 18954172 | 18838120 | 20391396 | 20590388 | 21380882 | 23020878 | 21647416 | 24812174 | 22466400 | 18284059 | 17110209 | 14960269 | 13774466 | 19261032 | 14385158 | 19635498 | 17705844 | 17559418 | 19225636 | 18284564
Maine | Disposition
Maine | Sales to ultimate customers
Maine | ..Full service providers | 6424326 | 6244700 | 6405730 | 6460259 | 6026431 | 5747904 | 5725214 | 162660 | 159790 | 155943 | 155374 | 151588 | 150371 | 154046 | 158545 | 168815 | 173186 | 462968 | 398028 | 1025206 | 3984671 | 6405329 | 11943634 | 11598695 | 11958939 | 11726431 | 11561302 | 11605815 | 11952356 | 11483027 | 11382784 | 11528975
Maine | ..Energy-only providers | 5067200 | 4993448 | 5215556 | 5791947 | 5186183 | 5642061 | 6161801 | 11838518 | 11695257 | 11405116 | 11259971 | 11379980 | 11132596 | 11519627 | 11701657 | 11453101 | 11993285 | 11774885 | 11203056 | 10416152 | 8165733 | 5757648 | 0 | 0 | 0 | 0 | 0 | 0 | 0 | 0 | 0 | 0
Maine | ..Facility direct sales | 93148 | 108592 | 110754 | 102613 | 1060 | 58986 | 1153 | 1483 | 0 | 0 | 0 | 0 | 0 | 0 | 0 | 662852 | 196408 | 129815 | 370753 | 185826 | 0 | 0 | 0 | 0 | 0 | 0 | 0 | 0 | 0 | 0 | 0 | 0
Maine | Total electric industry sales | 11584674 | 11346740 | 11732040 | 12354819 | 11213674 | 11448951 | 11888168 | 12002661 | 11855047 | 11561059 | 11415345 | 11531568 | 11282967 | 11673673 | 11860202 | 12284768 | 12362879 | 12367668 | 11971837 | 11627184 | 12150404 | 12162977 | 11943634 | 11598695 | 11958939 | 11726431 | 11561302 | 11605815 | 11952356 | 11483027 | 11382784 | 11528975
Maine | Direct use | 1790229 | 1935115 | 2172889 | 2032518 | 2110846 | 2150888 | 2417219 | 3151592 | 3441547 | 3479054 | 3523261 | 3428666 | 3085306 | 3635765 | 3810538 | 4344309 | 2588443 | 4372401 | 4367847 | 4313079 | 4221315 | 4492947 | 3913806 | 4659261 | 4453381 | 4357192 | 4401080 | 4384524 | 4472253 | 4391388 | 4264990 | 4251383
Maine | Total international exports | 45143 | 187673 | 36224 | 104527 | 67532 | 38347 | 283445 | 190871 | 226742 | 620069 | 585508 | 993123 | 623965 | 624146 | 898282 | 591193 | 150974 | 124034 | 236444 | 192089 | 80562 | 381268 | 583136 | 15775 | 7744 | 30576 | 26445 | 44516 | 145241 | 318469 | 242418 | 114982
Maine | Estimated losses | 545018 | 631948 | 636157 | 637233 | 610006 | 597533 | 593049 | 624978 | 636849 | 626077 | 705396 | 712395 | 718245 | 743619 | 750662 | 796530 | 826282 | 906253 | 879070 | 872151 | 950204 | 946076 | 937003 | 824757 | 901667 | 910225 | 882419 | 881652 | 956591 | 907777 | 874024 | 875289
Maine | Unaccounted | 73988 | -17046 | 29290 | 77237 | 78148 | 142063 | 185284 | 155191 | 178837 | 197698 | 72317 | 101187 | 101710 | 152450 | 189024 | 0 | 0 | 0 | 0 | 0 | 0 | 0 | 0 | 0 | 0 | 0 | 0 | 0 | 0 | 0 | 0 | 0
Maine | Net interstate exports | 0 | 0 | 0 | 423126 | 1648191 | 2120056 | 1373616 | 1826852 | 2790596 | 1229438 | 2910653 | 3092046 | 3141979 | 2008468 | 2882689 | 6326058 | 7448426 | 9007802 | 8077292 | 11673818 | 8934774 | 4262320 | 3094417 | 1984713 | 358974 | 6054250 | 1340767 | 6570146 | 4089918 | 4314660 | 6229911 | 5249781
Maine | Total disposition | 14039052 | 14084431 | 14606599 | 15629460 | 15728397 | 16497838 | 16740782 | 17952145 | 19129618 | 17713395 | 19212479 | 19858985 | 18954172 | 18838120 | 20391396 | 20590388 | 21380882 | 23020878 | 21647416 | 24812174 | 22466400 | 18284059 | 17110209 | 14960269 | 13774466 | 19261032 | 14385158 | 19635498 | 17705844 | 17559418 | 19225636 | 18284564
Maine | Net interstate trade | -867698 | -1121495 | -59658 | 423126 | 1648191 | 2120056 | 1373616 | 1826852 | 2790596 | 1229438 | 2910653 | 3092046 | 3141979 | 2008468 | 2882689 | 6326058 | 7448426 | 9007802 | 8077292 | 11673818 | 8934774 | 4262320 | 3094417 | 1984713 | 358974 | 6054250 | 1340767 | 6570146 | 4089918 | 4314660 | 6229911 | 5249781
Maine | Net trade index (ratio) | 0.94 | 0.92 | 1 | 1.03 | 1.12 | 1.15 | 1.09 | 1.11 | 1.17 | 1.07 | 1.18 | 1.18 | 1.2 | 1.12 | 1.16 | 1.44 | 1.53 | 1.64 | 1.6 | 1.89 | 1.66 | 1.3 | 1.22 | 1.15 | 1.03 | 1.46 | 1.1 | 1.5 | 1.3 | 1.33 | 1.48 | 1.4
Maine | Facility Direct Sales are electricity sales from non utility power producers which reported electricity sales to an ultimate customer. Net Interstate Trade = Total Supply - (Total Electric Industry Sales + Direct Use + Total International Exports (if applies) + Estimated Losses). Net Trade Index is the sum of Total Supply / (Total Disposition - Net Interstate Trade). A negative Net Interstate Trade value indicates a net import of electric power. Notes: Totals may not equal sum of components because of independent rounding. Estimated Losses are reported at the utility level, and then allocated to States based on the utility`s salesto ultimate customers by State. Reported losses may include electricity unaccounted for by the utility. Direct use is commercial or industrial use of electricity that (1) is self-generated (2) is produced by either the same entity that consumes the power or an affiliate,and (3) is used in direct support of a service or industrial process located within the same facility or group of facilities that houses the generating equipment. Direct use is exclusive of station use. Beginning with publication year 2010, Total disposition has been reorganized to include Net Interstate Trade. Therefore, Total Disposition equals Total Supply. Sources: U.S. Energy Information Administration, Form EIA-923, Power Plant Operations Report and predecessor forms. U.S. Energy Information Administration,Form EIA-860, Annual Electric Generator Report. U.S. Energy Information Administration, Form EIA-861, Annual Electric Power Industry Report. Form EIA-111, Quarterly Imports and Exports Report.
Montana
Montana | megawatthours
Montana | Category | Year 2021 | Year 2020 | Year 2019 | Year 2018 | Year 2017 | Year 2016 | Year 2015 | Year 2014 | Year 2013 | Year 2012 | Year 2011 | Year 2010 | Year 2009 | Year 2008 | Year 2007 | Year 2006 | Year 2005 | Year 2004 | Year 2003 | Year 2002 | Year 2001 | Year 2000 | Year 1999 | Year 1998 | Year 1997 | Year 1996 | Year 1995 | Year 1994 | Year 1993 | Year 1992 | Year 1991 | Year 1990
Montana | Supply
Montana | Generation
Montana | ..Electric utilities | 10545266 | 11347263 | 10707880 | 12087481 | 11544986 | 10810501 | 10717102 | 12329411 | 7361898 | 8486141 | 9547800 | 6271180 | 6275963 | 6902037 | 6342288 | 6956390 | 6587015 | 6066404 | 6020681 | 6726239 | 4415943 | 6627410 | 27596974 | 27616913 | 27807273 | 26039141 | 25411151 | 24705228 | 23447322 | 25467703 | 28157328 | 25718975
Montana | ..Independent power producers | 13913126 | 11510631 | 16597066 | 15646764 | 16185282 | 16490981 | 18057431 | 17501724 | 19861783 | 18855195 | 20127870 | 23019307 | 19852665 | 22201776 | 21986435 | 20763611 | 20851215 | 20210314 | 19792034 | 18327237 | 19315866 | 19275321 | 3266045 | 341443 | 264886 | 275636 | 327109 | 375784 | 373618 | 375561 | 351137 | 261490
Montana | ..Combined heat and power, electric | 454274 | 459339 | 459719 | 442910 | 459443 | 452014 | 500087 | 404660 | 448668 | 454794 | 444292 | 397527 | 479335 | 404942 | 481724 | 408031 | 412466 | 433670 | 378065 | 348123 | 425959 | 486436 | 489744 | 442824 | 448963 | 452364 | 149726 | 0 | 0 | 0 | 0 | 0
Montana | Electric power sector generation subtotal | 24912666 | 23317233 | 27764665 | 28177155 | 28189711 | 27753496 | 29274620 | 30235795 | 27672349 | 27796130 | 30119962 | 29688014 | 26607963 | 29508755 | 28810447 | 28128032 | 27850696 | 26710388 | 26190780 | 25401599 | 24157768 | 26389166 | 31352763 | 28401180 | 28521123 | 26767141 | 25887986 | 25081012 | 23820940 | 25843264 | 28508465 | 25980465
Montana | ..Combined heat and power, commercial | 0 | 0 | 0 | 0 | 0 | 0 | 0 | 0 | 0 | 0 | 0 | 0 | 0 | 0 | 0 | 0 | 0 | 0 | 0 | 0 | 0 | 0 | 0 | 0 | 0 | 0 | 0 | 0 | 0 | 0 | 0 | 0
Montana | ..Combined heat and power, industrial | 35257 | 36057 | 32414 | 35676 | 31235 | 30033 | 27781 | 21821 | 14977 | 8652 | 8581 | 103166 | 104773 | 128382 | 121046 | 115505 | 88082 | 78380 | 77947 | 72107 | 74715 | 62660 | 66572 | 59336 | 65823 | 70284 | 73326 | 71837 | 51914 | 56380 | 44682 | 49306
Montana | Industrial and commercial generation subtotal | 35257 | 36057 | 32414 | 35676 | 31235 | 30033 | 27781 | 21821 | 14977 | 8652 | 8581 | 103166 | 104773 | 128382 | 121046 | 115505 | 88082 | 78380 | 77947 | 72107 | 74715 | 62660 | 66572 | 59336 | 65823 | 70284 | 73326 | 71837 | 51914 | 56380 | 44682 | 49306
Montana | Total net generation | 24947923 | 23353290 | 27797079 | 28212831 | 28220946 | 27783529 | 29302401 | 30257616 | 27687326 | 27804782 | 30128543 | 29791181 | 26712735 | 29637137 | 28931493 | 28243536 | 27938778 | 26788768 | 26268726 | 25473706 | 24232483 | 26451826 | 31419335 | 28460516 | 28586946 | 26837425 | 25961313 | 25152849 | 23872855 | 25899645 | 28553147 | 26029771
Montana | Total international imports | 53636 | 16233 | 70018 | 55597 | 262928 | 167205 | 136441 | 82559 | 58392 | 168522 | 41278 | 250017 | 215729 | 241397 | 94523 | 85520 | 109021 | 40136 | 11070 | 52103 | 0 | 257 | 18826 | 26840 | 14176 | 38140 | 0 | 0 | 3040 | 17091 | 25432 | 47054
Montana | Net interstate imports | 0 | 0 | 0 | 0 | 0 | 0 | 0 | 0 | 0 | 0 | 0 | 0 | 0 | 0 | 0 | 0 | 0 | 0 | 0 | 0 | 0 | 0 | 0 | 0 | 0 | 0 | 0 | 0 | 0 | 0 | 0 | 0
Montana | Total supply | 25001559 | 23369523 | 27867097 | 28268428 | 28483874 | 27950734 | 29438842 | 30340175 | 27745718 | 27973304 | 30169821 | 30041198 | 26928464 | 29878534 | 29026016 | 28329056 | 28047799 | 26828904 | 26279796 | 25525809 | 24232483 | 26452083 | 31438161 | 28487356 | 28601122 | 26875565 | 25961313 | 25152849 | 23875895 | 25916736 | 28578579 | 26076825
Montana | Disposition
Montana | Sales to ultimate customers
Montana | ..Full service providers | 12115692 | 11664564 | 11930006 | 11802663 | 11929206 | 11365708 | 11485015 | 11492057 | 11348089 | 11167951 | 11131135 | 11151737 | 11304274 | 12491979 | 12831967 | 10820511 | 10642433 | 10084134 | 10282211 | 10323186 | 9599172 | 12488983 | 12131855 | 13773564 | 11917489 | 13819556 | 13418523 | 13184134 | 12929227 | 13096382 | 13406600 | 13124583
Montana | ..Energy-only providers | 2845869 | 2919615 | 3391265 | 3036182 | 2780450 | 2734893 | 2721896 | 2610335 | 2697085 | 2695432 | 2656946 | 2619716 | 3049501 | 2834421 | 2700018 | 2994469 | 2836405 | 2872648 | 2542449 | 2508202 | 1847486 | 2090999 | 1149744 | 371268 | 0 | 0 | 0 | 0 | 0 | 0 | 0 | 0
Montana | ..Facility direct sales | 0 | 0 | 0 | 0 | 0 | 0 | 0 | 0 | 0 | 0 | 0 | 0 | 0 | 0 | 0 | 0 | 0 | 0 | 0 | 0 | 0 | 0 | 0 | 0 | 0 | 0 | 0 | 0 | 0 | 0 | 0 | 0
Montana | Total electric industry sales | 14961561 | 14584179 | 15321271 | 14838845 | 14709656 | 14100601 | 14206911 | 14102392 | 14045174 | 13863383 | 13788081 | 13771453 | 14353775 | 15326400 | 15531985 | 13814980 | 13478838 | 12956782 | 12824660 | 12831388 | 11446658 | 14579982 | 13281599 | 14144832 | 11917489 | 13819556 | 13418523 | 13184134 | 12929227 | 13096382 | 13406600 | 13124583
Montana | Direct use | 28838 | 28108 | 101248 | 98302 | 101243 | 97427 | 101634 | 94123 | 15777 | 9553 | 9516 | 70512 | 192482 | 237895 | 121053 | 120358 | 93256 | 155392 | 155230 | 153283 | 150022 | 223007 | 131849 | 109500 | 124649 | 134102 | 100422 | 89462 | 65601 | 75355 | 63225 | 70005
Montana | Total international exports | 1251237 | 1169954 | 863251 | 548897 | 71574 | 42794 | 310843 | 1061102 | 405966 | 343536 | 410037 | 625508 | 503871 | 489023 | 148774 | 299130 | 99607 | 76247 | 1001 | 0 | 55 | 3191 | 35360 | 4153 | 3186 | 205 | 397 | 181 | 329 | 229 | 196 | 168
Montana | Estimated losses | 703889 | 812255 | 830779 | 765353 | 800182 | 735926 | 708721 | 734311 | 754502 | 750757 | 852016 | 850770 | 913724 | 976299 | 983058 | 895748 | 900868 | 949421 | 941691 | 962478 | 895168 | 1134078 | 1041970 | 1005806 | 898542 | 1072698 | 1024172 | 1001550 | 1034773 | 1035318 | 1029423 | 996429
Montana | Unaccounted | 95555 | -21909 | 38250 | 92767 | 102512 | 174966 | 221423 | 182340 | 211875 | 237069 | 87348 | 120841 | 129392 | 200152 | 247543 | 0 | 0 | 0 | 0 | 0 | 0 | 0 | 0 | 0 | 0 | 0 | 0 | 0 | 0 | 0 | 0 | 0
Montana | Net interstate exports | 7960479 | 6796936 | 10712298 | 11924265 | 12698707 | 12799021 | 13889309 | 14165907 | 12312424 | 12769007 | 15022823 | 14602114 | 10835220 | 12648765 | 11993603 | 12658405 | 12925428 | 12206457 | 11999804 | 11243329 | 11564270 | 10102981 | 16469590 | 12684082 | 15240973 | 11352244 | 10856760 | 10365981 | 9308690 | 11179025 | 13562541 | 11373538
Montana | Total disposition | 25001559 | 23369523 | 27867097 | 28268428 | 28483874 | 27950734 | 29438842 | 30340175 | 27745718 | 27973304 | 30169821 | 30041198 | 26928464 | 29878534 | 29026016 | 28329056 | 28047799 | 26828904 | 26279796 | 25525809 | 24232483 | 26452083 | 31438161 | 28487356 | 28601122 | 26875565 | 25961313 | 25152849 | 23875895 | 25916736 | 28578579 | 26076825
Montana | Net interstate trade | 7960479 | 6796936 | 10712298 | 11924265 | 12698707 | 12799021 | 13889309 | 14165907 | 12312424 | 12769007 | 15022823 | 14602114 | 10835220 | 12648765 | 11993603 | 12658405 | 12925428 | 12206457 | 11999804 | 11243329 | 11564270 | 10102981 | 16469590 | 12684082 | 15240973 | 11352244 | 10856760 | 10365981 | 9308690 | 11179025 | 13562541 | 11373538
Montana | Net trade index (ratio) | 1.47 | 1.41 | 1.62 | 1.73 | 1.8 | 1.84 | 1.89 | 1.88 | 1.8 | 1.84 | 1.99 | 1.95 | 1.67 | 1.73 | 1.7 | 1.81 | 1.85 | 1.83 | 1.84 | 1.79 | 1.91 | 1.62 | 2.1 | 1.8 | 2.14 | 1.73 | 1.72 | 1.7 | 1.64 | 1.76 | 1.9 | 1.77
Montana | Facility Direct Sales are electricity sales from non utility power producers which reported electricity sales to an ultimate customer. Net Interstate Trade = Total Supply - (Total Electric Industry Sales + Direct Use + Total International Exports (if applies) + Estimated Losses). Net Trade Index is the sum of Total Supply / (Total Disposition - Net Interstate Trade). A negative Net Interstate Trade value indicates a net import of electric power. Notes: Totals may not equal sum of components because of independent rounding. Estimated Losses are reported at the utility level, and then allocated to States based on the utility`s salesto ultimate customers by State. Reported losses may include electricity unaccounted for by the utility. Direct use is commercial or industrial use of electricity that (1) is self-generated (2) is produced by either the same entity that consumes the power or an affiliate,and (3) is used in direct support of a service or industrial process located within the same facility or group of facilities that houses the generating equipment. Direct use is exclusive of station use. Beginning with publication year 2010, Total disposition has been reorganized to include Net Interstate Trade. Therefore, Total Disposition equals Total Supply. Sources: U.S. Energy Information Administration, Form EIA-923, Power Plant Operations Report and predecessor forms. U.S. Energy Information Administration,Form EIA-860, Annual Electric Generator Report. U.S. Energy Information Administration, Form EIA-861, Annual Electric Power Industry Report. Form EIA-111, Quarterly Imports and Exports Report.
Nebraska
Nebraska | megawatthours
Nebraska | Category | Year 2021 | Year 2020 | Year 2019 | Year 2018 | Year 2017 | Year 2016 | Year 2015 | Year 2014 | Year 2013 | Year 2012 | Year 2011 | Year 2010 | Year 2009 | Year 2008 | Year 2007 | Year 2006 | Year 2005 | Year 2004 | Year 2003 | Year 2002 | Year 2001 | Year 2000 | Year 1999 | Year 1998 | Year 1997 | Year 1996 | Year 1995 | Year 1994 | Year 1993 | Year 1992 | Year 1991 | Year 1990
Nebraska | Supply
Nebraska | Generation
Nebraska | ..Electric utilities | 28007956 | 27756592 | 30018492 | 31166766 | 30094518 | 32547740 | 36522242 | 36560960 | 35170167 | 32782885 | 34977559 | 36242921 | 33776062 | 32355676 | 32403289 | 31599046 | 31391643 | 31944127 | 30367879 | 31550226 | 30411669 | 29045739 | 29980967 | 28720209 | 28388030 | 27322697 | 25279277 | 21945525 | 22724286 | 22387247 | 22971934 | 21630677
Nebraska | ..Independent power producers | 9554507 | 8836865 | 6914040 | 5407379 | 4933312 | 3610474 | 2962802 | 2510607 | 1583212 | 1072067 | 822020 | 208275 | 164662 | 0 | 0 | 0 | 0 | 0 | 0 | 0 | 0 | 0 | 0 | 0 | 0 | 0 | 0 | 0 | 0 | 0 | 0 | 0
Nebraska | ..Combined heat and power, electric | 0 | 0 | 0 | 0 | 0 | 0 | 0 | 0 | 0 | 0 | 0 | 5820 | 4720 | 4873 | 4521 | 4485 | 8291 | 6 | 21444 | 7500 | 8289 | 7470 | 8733 | 8400 | 8395 | 0 | 0 | 0 | 0 | 0 | 0 | 0
Nebraska | Electric power sector generation subtotal | 37562463 | 36593457 | 36932532 | 36574145 | 35027830 | 36158214 | 39485044 | 39071567 | 36753379 | 33854952 | 35799579 | 36457016 | 33945444 | 32360549 | 32407810 | 31603531 | 31399934 | 31944133 | 30389323 | 31557726 | 30419958 | 29053209 | 29989700 | 28728609 | 28396425 | 27322697 | 25279277 | 21945525 | 22724286 | 22387247 | 22971934 | 21630677
Nebraska | ..Combined heat and power, commercial | 17924 | 16024 | 17520 | 18229 | 18741 | 19230 | 16923 | 17441 | 18271 | 17741 | 17114 | 12542 | 14414 | 12924 | 16827 | 16744 | 19219 | 22451 | 20458 | 16663 | 17002 | 18649 | 18289 | 20573 | 9986 | 0 | 0 | 0 | 0 | 0 | 0 | 0
Nebraska | ..Combined heat and power, industrial | 330511 | 239200 | 347563 | 373842 | 360411 | 347425 | 381424 | 342283 | 332978 | 344599 | 278358 | 160448 | 42034 | 49 | 18062 | 49693 | 45581 | 42125 | 46203 | 44104 | 48254 | 38006 | 47762 | 47610 | 42855 | 28412 | 25023 | 37606 | 36570 | 38251 | 28413 | 2910
Nebraska | Industrial and commercial generation subtotal | 348435 | 255224 | 365083 | 392071 | 379152 | 366655 | 398347 | 359724 | 351249 | 362340 | 295472 | 172990 | 56448 | 12973 | 34889 | 66437 | 64800 | 64576 | 66661 | 60767 | 65256 | 56655 | 66051 | 68183 | 52841 | 28412 | 25023 | 37606 | 36570 | 38251 | 28413 | 2910
Nebraska | Total net generation | 37910898 | 36848681 | 37297615 | 36966216 | 35406982 | 36524869 | 39883391 | 39431291 | 37104628 | 34217292 | 36095051 | 36630006 | 34001892 | 32373522 | 32442699 | 31669969 | 31464734 | 32008709 | 30455984 | 31618493 | 30485214 | 29109864 | 30055751 | 28796791 | 28449266 | 27351109 | 25304300 | 21983131 | 22760856 | 22425498 | 23000347 | 21633587
Nebraska | Total international imports | 0 | 0 | 0 | 12226 | 5351 | 12 | 0 | 860 | 0 | 0 | 0 | 0 | 0 | 257 | 9762 | 10 | 306 | 0 | 2402 | 0 | 0 | 0 | 26729 | 29602 | 608 | 0 | 0 | 0 | 0 | 0 | 0 | 0
Nebraska | Net interstate imports | 0 | 0 | 0 | 0 | 0 | 0 | 0 | 0 | 0 | 0 | 0 | 0 | 0 | 0 | 0 | 0 | 0 | 0 | 0 | 0 | 0 | 0 | 0 | 0 | 0 | 0 | 0 | 305543 | 0 | 0 | 0 | 0
Nebraska | Total supply | 37910898 | 36848681 | 37297615 | 36978442 | 35412333 | 36524881 | 39883391 | 39432151 | 37104628 | 34217292 | 36095051 | 36630006 | 34001892 | 32373779 | 32452461 | 31669979 | 31465040 | 32008709 | 30458386 | 31618493 | 30485214 | 29109864 | 30082480 | 28826393 | 28449874 | 27351109 | 25304300 | 22288674 | 22760856 | 22425498 | 23000347 | 21633587
Nebraska | Disposition
Nebraska | Sales to ultimate customers
Nebraska | ..Full service providers | 32336908 | 31168941 | 30380277 | 30936861 | 30356220 | 30199354 | 29495073 | 30222168 | 30700605 | 30827939 | 29676084 | 29849460 | 28452194 | 28821021 | 28248400 | 27276292 | 26975944 | 25875930 | 25856566 | 25661061 | 24722640 | 24349189 | 22810012 | 23144897 | 22582344 | 21497464 | 20892479 | 19873148 | 18749041 | 17784329 | 18605192 | 17868252
Nebraska | ..Energy-only providers | 0 | 0 | 0 | 0 | 0 | 0 | 0 | 0 | 0 | 0 | 0 | 0 | 0 | 0 | 0 | 0 | 0 | 0 | 0 | 0 | 0 | 0 | 0 | 0 | 0 | 0 | 0 | 0 | 0 | 0 | 0 | 0
Nebraska | ..Facility direct sales | 4262 | 2595 | 2913 | 2631 | 2787 | 0 | 0 | 0 | 0 | 0 | 0 | 0 | 0 | 0 | 0 | 0 | 0 | 0 | 0 | 0 | 0 | 0 | 0 | 0 | 0 | 0 | 0 | 0 | 0 | 0 | 0 | 0
Nebraska | Total electric industry sales | 32341170 | 31171536 | 30383190 | 30939492 | 30359007 | 30199354 | 29495073 | 30222168 | 30700605 | 30827939 | 29676084 | 29849460 | 28452194 | 28821021 | 28248400 | 27276292 | 26975944 | 25875930 | 25856566 | 25661061 | 24722640 | 24349189 | 22810012 | 23144897 | 22582344 | 21497464 | 20892479 | 19873148 | 18749041 | 17784329 | 18605192 | 17868252
Nebraska | Direct use | 441484 | 333713 | 458187 | 492206 | 448865 | 450263 | 481211 | 445478 | 431743 | 441919 | 373667 | 227081 | 61168 | 17848 | 45500 | 72863 | 75065 | 72112 | 72037 | 71133 | 69620 | 64125 | 74784 | 76582 | 61236 | 28412 | 25023 | 37606 | 36570 | 38251 | 28413 | 2910
Nebraska | Total international exports | 0 | 0 | 0 | 47791 | 813 | 14 | 0 | 1074 | 0 | 0 | 0 | 0 | 13 | 149 | 611 | 1288 | 4443 | 2575 | 0 | 0 | 0 | 0 | 68382 | 77840 | 0 | 0 | 0 | 0 | 0 | 0 | 0 | 0
Nebraska | Estimated losses | 1521538 | 1736076 | 1647495 | 1595786 | 1651482 | 1576137 | 1471381 | 1573666 | 1649225 | 1669455 | 1833793 | 1844033 | 1811193 | 1835913 | 1787911 | 1768564 | 1802957 | 1896085 | 1898599 | 1924827 | 1933396 | 1893960 | 1789494 | 1645781 | 1702639 | 1668669 | 1594623 | 1509690 | 1500554 | 1405918 | 1428596 | 1356572
Nebraska | Unaccounted | 206554 | -46828 | 75853 | 193422 | 211572 | 374726 | 459699 | 390764 | 463127 | 527169 | 188000 | 261922 | 256481 | 376383 | 450213 | 0 | 0 | 0 | 0 | 0 | 0 | 0 | 0 | 0 | 0 | 0 | 0 | 0 | 0 | 0 | 0 | 0
Nebraska | Net interstate exports | 3400152 | 3654184 | 4732891 | 3709745 | 2740593 | 3924387 | 7976027 | 6799000 | 3859928 | 750811 | 4023507 | 4447510 | 3420843 | 1322466 | 1919826 | 1319329 | 1394819 | 2956224 | 1669897 | 3055679 | 3124617 | 1811802 | 4367738 | 2896873 | 3140065 | 3203809 | 1787436 | 0 | 1637078 | 2412686 | 2161970 | 1616352
Nebraska | Total disposition | 37910898 | 36848681 | 37297615 | 36978442 | 35412333 | 36524881 | 39883391 | 39432151 | 37104628 | 34217292 | 36095051 | 36630006 | 34001892 | 32373779 | 32452461 | 31669979 | 31465040 | 32008709 | 30458386 | 31618493 | 30485214 | 29109864 | 30082480 | 28826393 | 28449874 | 27351109 | 25304300 | 22288674 | 22760856 | 22425498 | 23000347 | 21633587
Nebraska | Net interstate trade | 3400152 | 3654184 | 4732891 | 3709745 | 2740593 | 3924387 | 7976027 | 6799000 | 3859928 | 750811 | 4023507 | 4447510 | 3420843 | 1322466 | 1919826 | 1319329 | 1394819 | 2956224 | 1669897 | 3055679 | 3124617 | 1811802 | 4367738 | 2896873 | 3140065 | 3203809 | 1787436 | -305543 | 1637078 | 2412686 | 2161970 | 1616352
Nebraska | Net trade index (ratio) | 1.1 | 1.11 | 1.15 | 1.11 | 1.08 | 1.12 | 1.25 | 1.21 | 1.12 | 1.02 | 1.13 | 1.14 | 1.11 | 1.04 | 1.06 | 1.04 | 1.05 | 1.1 | 1.06 | 1.11 | 1.11 | 1.07 | 1.17 | 1.11 | 1.12 | 1.13 | 1.08 | 0.99 | 1.08 | 1.12 | 1.1 | 1.08
Nebraska | Facility Direct Sales are electricity sales from non utility power producers which reported electricity sales to an ultimate customer. Net Interstate Trade = Total Supply - (Total Electric Industry Sales + Direct Use + Total International Exports (if applies) + Estimated Losses). Net Trade Index is the sum of Total Supply / (Total Disposition - Net Interstate Trade). A negative Net Interstate Trade value indicates a net import of electric power. Notes: Totals may not equal sum of components because of independent rounding. Estimated Losses are reported at the utility level, and then allocated to States based on the utility`s salesto ultimate customers by State. Reported losses may include electricity unaccounted for by the utility. Direct use is commercial or industrial use of electricity that (1) is self-generated (2) is produced by either the same entity that consumes the power or an affiliate,and (3) is used in direct support of a service or industrial process located within the same facility or group of facilities that houses the generating equipment. Direct use is exclusive of station use. Beginning with publication year 2010, Total disposition has been reorganized to include Net Interstate Trade. Therefore, Total Disposition equals Total Supply. Sources: U.S. Energy Information Administration, Form EIA-923, Power Plant Operations Report and predecessor forms. U.S. Energy Information Administration,Form EIA-860, Annual Electric Generator Report. U.S. Energy Information Administration, Form EIA-861, Annual Electric Power Industry Report. Form EIA-111, Quarterly Imports and Exports Report.
Nevada
Nevada | megawatthours
Nevada | Category | Year 2021 | Year 2020 | Year 2019 | Year 2018 | Year 2017 | Year 2016 | Year 2015 | Year 2014 | Year 2013 | Year 2012 | Year 2011 | Year 2010 | Year 2009 | Year 2008 | Year 2007 | Year 2006 | Year 2005 | Year 2004 | Year 2003 | Year 2002 | Year 2001 | Year 2000 | Year 1999 | Year 1998 | Year 1997 | Year 1996 | Year 1995 | Year 1994 | Year 1993 | Year 1992 | Year 1991 | Year 1990
Nevada | Supply
Nevada | Generation
Nevada | ..Electric utilities | 27233589 | 27245815 | 27293001 | 27481530 | 26835633 | 29476381 | 30496653 | 27758728 | 27888008 | 24186037 | 21672875 | 23710917 | 26095005 | 22979409 | 22376989 | 19686302 | 24112225 | 24246391 | 24634871 | 25008568 | 27896065 | 29341675 | 26485602 | 26552567 | 22869773 | 21362057 | 19997354 | 20519076 | 19820333 | 20962974 | 20922439 | 19286260
Nevada | ..Independent power producers | 11383459 | 10090291 | 9541908 | 9520528 | 8791828 | 7696288 | 5928306 | 5696483 | 6052984 | 8483394 | 7834824 | 9015287 | 9392644 | 9872122 | 7623648 | 9546359 | 13955332 | 11022120 | 5324279 | 4652670 | 3534584 | 3690617 | 1711717 | 1749040 | 1830941 | 1762060 | 1610692 | 1565207 | 1552282 | 1181205 | 998641 | 764426
Nevada | ..Combined heat and power, electric | 2183913 | 2187158 | 2173161 | 2146536 | 2153192 | 2207798 | 2203014 | 2208897 | 2153869 | 2147174 | 2167210 | 2156977 | 2012703 | 1899936 | 2256640 | 2281996 | 2146195 | 2398924 | 3235738 | 2427697 | 2445321 | 2452624 | 2334811 | 2311913 | 2330672 | 2456153 | 2355808 | 2433444 | 2129856 | 1203364 | 144124 | 0
Nevada | Electric power sector generation subtotal | 40800961 | 39523264 | 39008070 | 39148594 | 37780653 | 39380467 | 38627973 | 35664108 | 36094861 | 34816605 | 31674909 | 34883181 | 37500352 | 34751467 | 32257277 | 31514657 | 40213752 | 37667435 | 33194888 | 32088935 | 33875970 | 35484916 | 30532130 | 30613520 | 27031385 | 25580270 | 23963855 | 24517727 | 23502471 | 23347543 | 22065204 | 20050686
Nevada | ..Combined heat and power, commercial | 614926 | 572954 | 569354 | 159414 | 126852 | 126141 | 114061 | 95465 | 98453 | 92289 | 92020 | 62188 | 0 | 0 | 0 | 0 | 0 | 0 | 0 | 0 | 0 | 0 | 0 | 0 | 0 | 0 | 0 | 0 | 0 | 0 | 0 | 0
Nevada | ..Combined heat and power, industrial | 338697 | 328527 | 312236 | 332233 | 293789 | 280397 | 304750 | 240964 | 250560 | 264369 | 168989 | 200879 | 204781 | 338507 | 412459 | 345365 | 0 | 0 | 0 | 0 | 0 | 0 | 0 | 0 | 138 | 138 | 138 | 0 | 0 | 0 | 0 | 0
Nevada | Industrial and commercial generation subtotal | 953623 | 901481 | 881590 | 491647 | 420641 | 406538 | 418811 | 336429 | 349013 | 356658 | 261009 | 263067 | 204781 | 338507 | 412459 | 345365 | 0 | 0 | 0 | 0 | 0 | 0 | 0 | 0 | 138 | 138 | 138 | 0 | 0 | 0 | 0 | 0
Nevada | Total net generation | 41754584 | 40424745 | 39889660 | 39640241 | 38201294 | 39787005 | 39046784 | 36000537 | 36443874 | 35173263 | 31935918 | 35146248 | 37705133 | 35089974 | 32669736 | 31860022 | 40213752 | 37667435 | 33194888 | 32088935 | 33875970 | 35484916 | 30532130 | 30613520 | 27031524 | 25580408 | 23963993 | 24517727 | 23502471 | 23347543 | 22065204 | 20050686
Nevada | Total international imports | 0 | 0 | 0 | 46320 | 45348 | 45402 | 10571 | 40345 | 16694 | 145291 | 179888 | 38246 | 37203 | 102322 | 343517 | 157397 | 288121 | 202963 | 220896 | 84752 | 0 | 0 | 0 | 0 | 0 | 0 | 0 | 6850 | 1049 | 2327 | 7950 | 2047
Nevada | Net interstate imports | 0 | 0 | 0 | 449198 | 808990 | 0 | 0 | 1420406 | 1408028 | 2452907 | 4194868 | 1092557 | 0 | 2815650 | 5512662 | 6533132 | 0 | 0 | 132708 | 333153 | 0 | 0 | 0 | 0 | 112896 | 0 | 0 | 0 | 0 | 0 | 0 | 0
Nevada | Total supply | 41754584 | 40424745 | 39889660 | 40135759 | 39055632 | 39832407 | 39057355 | 37461288 | 37868596 | 37771461 | 36310674 | 36277051 | 37742336 | 38007946 | 38525915 | 38550551 | 40501873 | 37870398 | 33548492 | 32506840 | 33875970 | 35484916 | 30532130 | 30613520 | 27144420 | 25580408 | 23963993 | 24524577 | 23503520 | 23349870 | 22073154 | 20052733
Nevada | Disposition
Nevada | Sales to ultimate customers
Nevada | ..Full service providers | 34233038 | 33082904 | 32328433 | 32853973 | 32690068 | 33433864 | 33674330 | 32911493 | 33160751 | 33534643 | 32417516 | 32317262 | 32772555 | 33824031 | 34344497 | 33329949 | 32325814 | 31310598 | 30131660 | 29204272 | 28167293 | 27791691 | 26253307 | 25037075 | 24219096 | 22574029 | 20659397 | 20036271 | 18498851 | 17696252 | 16625419 | 16351894
Nevada | ..Energy-only providers | 4753595 | 5069698 | 4544790 | 4818105 | 3855117 | 2640441 | 2305307 | 2132911 | 2018706 | 1613116 | 1466514 | 1423716 | 1479099 | 1335965 | 1298905 | 1256311 | 174816 | 2 | 0 | 0 | 0 | 0 | 0 | 0 | 0 | 0 | 0 | 0 | 0 | 0 | 0 | 0
Nevada | ..Facility direct sales | 45409 | 81297 | 109163 | 108185 | 112601 | 70325 | 40053 | 31202 | 31758 | 32159 | 32449 | 31617 | 32000 | 32500 | 0 | 0 | 0 | 0 | 0 | 0 | 0 | 0 | 0 | 0 | 0 | 0 | 0 | 0 | 0 | 0 | 0 | 0
Nevada | Total electric industry sales | 39032042 | 38233899 | 36982386 | 37780263 | 36657786 | 36144630 | 36019690 | 35075606 | 35211215 | 35179918 | 33916479 | 33772595 | 34283654 | 35192496 | 35643402 | 34586260 | 32500630 | 31310600 | 30131660 | 29204272 | 28167293 | 27791691 | 26253307 | 25037075 | 24219096 | 22574029 | 20659397 | 20036271 | 18498851 | 17696252 | 16625419 | 16351894
Nevada | Direct use | 109835 | 106792 | 175107 | 161998 | 147949 | 153535 | 112143 | 105014 | 231329 | 82568 | 74527 | 84101 | 12870 | 47320 | 15370 | 893050 | 587269 | 232503 | 232260 | 229348 | 224469 | 202873 | 244027 | 247885 | 229913 | 227065 | 213040 | 201650 | 197379 | 144569 | 122803 | 34836
Nevada | Total international exports | 0 | 0 | 0 | 8694 | 303 | 107 | 0 | 766 | 3347 | 2254 | 8983 | 37613 | 71843 | 66761 | 43112 | 66846 | 42720 | 14948 | 0 | 0 | 0 | 0 | 0 | 0 | 0 | 0 | 0 | 0 | 0 | 0 | 0 | 0
Nevada | Estimated losses | 1836320 | 2129409 | 2005329 | 1948617 | 1994126 | 1886427 | 1796866 | 1826385 | 1891534 | 1905132 | 2095822 | 2086395 | 2182409 | 2241779 | 2255959 | 2242534 | 2172204 | 2294315 | 2212511 | 2190602 | 2202780 | 2161728 | 2059628 | 1780329 | 1826046 | 1752234 | 1576834 | 1522082 | 1480530 | 1398955 | 1276579 | 1241448
Nevada | Unaccounted | 249287 | -57437 | 92328 | 236187 | 255468 | 448497 | 561389 | 453518 | 531171 | 601589 | 214863 | 296347 | 309049 | 459590 | 568071 | 0 | 0 | 0 | 0 | 0 | 0 | 0 | 0 | 0 | 0 | 0 | 0 | 0 | 0 | 0 | 0 | 0
Nevada | Net interstate exports | 527100 | 12082 | 634510 | 0 | 0 | 1199210 | 567267 | 0 | 0 | 0 | 0 | 0 | 882511 | 0 | 0 | 0 | 4235393 | 2704100 | 0 | 0 | 2703023 | 4327311 | 1014149 | 2648205 | 0 | 223640 | 709299 | 2052793 | 2661460 | 3436069 | 3452082 | 1734196
Nevada | Total disposition | 41754584 | 40424745 | 39889660 | 40135759 | 39055632 | 39832407 | 39057355 | 37461288 | 37868596 | 37771461 | 36310674 | 36277051 | 37742336 | 38007946 | 38525915 | 38550551 | 40501873 | 37870398 | 33548492 | 32506840 | 33875970 | 35484916 | 30532130 | 30613520 | 27144420 | 25580408 | 23963993 | 24524577 | 23503520 | 23349870 | 22073154 | 20052733
Nevada | Net interstate trade | 527100 | 12082 | 634510 | -449198 | -808990 | 1199210 | 567267 | -1420406 | -1408028 | -2452907 | -4194868 | -1092557 | 882511 | -2815650 | -5512662 | -6533132 | 4235393 | 2704100 | -132708 | -333153 | 2703023 | 4327311 | 1014149 | 2648205 | -112896 | 223640 | 709299 | 2052793 | 2661460 | 3436069 | 3452082 | 1734196
Nevada | Net trade index (ratio) | 1.01 | 1 | 1.02 | 0.99 | 0.98 | 1.03 | 1.01 | 0.96 | 0.96 | 0.94 | 0.88 | 0.97 | 1.02 | 0.93 | 0.86 | 0.83 | 1.12 | 1.08 | 1 | 0.99 | 1.09 | 1.14 | 1.03 | 1.09 | 1 | 1.01 | 1.03 | 1.09 | 1.13 | 1.17 | 1.19 | 1.09
Nevada | Facility Direct Sales are electricity sales from non utility power producers which reported electricity sales to an ultimate customer. Net Interstate Trade = Total Supply - (Total Electric Industry Sales + Direct Use + Total International Exports (if applies) + Estimated Losses). Net Trade Index is the sum of Total Supply / (Total Disposition - Net Interstate Trade). A negative Net Interstate Trade value indicates a net import of electric power. Notes: Totals may not equal sum of components because of independent rounding. Estimated Losses are reported at the utility level, and then allocated to States based on the utility`s salesto ultimate customers by State. Reported losses may include electricity unaccounted for by the utility. Direct use is commercial or industrial use of electricity that (1) is self-generated (2) is produced by either the same entity that consumes the power or an affiliate,and (3) is used in direct support of a service or industrial process located within the same facility or group of facilities that houses the generating equipment. Direct use is exclusive of station use. Beginning with publication year 2010, Total disposition has been reorganized to include Net Interstate Trade. Therefore, Total Disposition equals Total Supply. Sources: U.S. Energy Information Administration, Form EIA-923, Power Plant Operations Report and predecessor forms. U.S. Energy Information Administration,Form EIA-860, Annual Electric Generator Report. U.S. Energy Information Administration, Form EIA-861, Annual Electric Power Industry Report. Form EIA-111, Quarterly Imports and Exports Report.
New Hampshire
New Hampshire | megawatthours
New Hampshire | Category | Year 2021 | Year 2020 | Year 2019 | Year 2018 | Year 2017 | Year 2016 | Year 2015 | Year 2014 | Year 2013 | Year 2012 | Year 2011 | Year 2010 | Year 2009 | Year 2008 | Year 2007 | Year 2006 | Year 2005 | Year 2004 | Year 2003 | Year 2002 | Year 2001 | Year 2000 | Year 1999 | Year 1998 | Year 1997 | Year 1996 | Year 1995 | Year 1994 | Year 1993 | Year 1992 | Year 1991 | Year 1990
New Hampshire | Supply
New Hampshire | Generation
New Hampshire | ..Electric utilities | 11633 | 499085 | 934967 | 1416634 | 974874 | 1061931 | 1694535 | 2085585 | 2266903 | 2016722 | 2994495 | 3979333 | 3788395 | 4348148 | 4887753 | 4574520 | 5638000 | 6169110 | 6231573 | 12276456 | 13095085 | 12701500 | 13875659 | 14237580 | 14264333 | 15418562 | 13936033 | 11888117 | 14586006 | 13451183 | 12705147 | 10810155
New Hampshire | ..Independent power producers | 17087822 | 15764558 | 16997461 | 15570870 | 16372802 | 18113417 | 18216665 | 17352588 | 17411467 | 17127994 | 17020036 | 18163323 | 16314225 | 18471030 | 18236975 | 17297320 | 18438390 | 17315007 | 15013888 | 3385159 | 1574033 | 1860735 | 1818169 | 1360420 | 1164424 | 1180286 | 1098764 | 1129555 | 1215904 | 1209022 | 1168303 | 1135184
New Hampshire | ..Combined heat and power, electric | 0 | 0 | 0 | 0 | 0 | 0 | 0 | 0 | 0 | 0 | 0 | 0 | 0 | 0 | 0 | 0 | 0 | 0 | 0 | 19609 | 79606 | 85942 | 94192 | 92418 | 74823 | 84704 | 84886 | 68381 | 83396 | 86735 | 90402 | 93077
New Hampshire | Electric power sector generation subtotal | 17099455 | 16263643 | 17932428 | 16987504 | 17347676 | 19175348 | 19911200 | 19438173 | 19678370 | 19144716 | 20014531 | 22142656 | 20102620 | 22819179 | 23124728 | 21871840 | 24076390 | 23484117 | 21245460 | 15681224 | 14748724 | 14648177 | 15788020 | 15690418 | 15503579 | 16683552 | 15119683 | 13086053 | 15885306 | 14746940 | 13963852 | 12038416
New Hampshire | ..Combined heat and power, commercial | 64794 | 59375 | 64329 | 68746 | 69632 | 74419 | 73165 | 69295 | 70131 | 48640 | 19946 | 19560 | 26590 | 17841 | 28472 | 25164 | 29975 | 33358 | 33614 | 30027 | 30532 | 29685 | 27870 | 26113 | 25413 | 24678 | 24869 | 22511 | 15934 | 12814 | 12887 | 28299
New Hampshire | ..Combined heat and power, industrial | 29005 | 27560 | 29838 | 30906 | 29533 | 32726 | 31529 | 30927 | 30019 | 28963 | 31464 | 33696 | 34912 | 39972 | 123971 | 166691 | 363648 | 358312 | 318032 | 241827 | 295373 | 353635 | 373357 | 372321 | 351230 | 355420 | 289828 | 353934 | 341520 | 357499 | 244603 | 338481
New Hampshire | Industrial and commercial generation subtotal | 93799 | 86935 | 94167 | 99652 | 99165 | 107145 | 104694 | 100222 | 100150 | 77603 | 51410 | 53256 | 61502 | 57813 | 152443 | 191855 | 393624 | 391670 | 351646 | 271854 | 325905 | 383320 | 401226 | 398434 | 376643 | 380099 | 314696 | 376445 | 357454 | 370313 | 257490 | 366779
New Hampshire | Total net generation | 17193254 | 16350578 | 18026595 | 17087156 | 17446841 | 19282493 | 20015893 | 19538395 | 19778520 | 19222319 | 20065941 | 22195912 | 20164122 | 22876992 | 23277171 | 22063695 | 24470013 | 23875787 | 21597107 | 15953078 | 15074629 | 15031497 | 16189247 | 16088852 | 15880222 | 17063650 | 15434380 | 13462498 | 16242760 | 15117253 | 14221342 | 12405196
New Hampshire | Total international imports | 0 | 0 | 0 | 203180 | 138381 | 205898 | 233409 | 250209 | 216505 | 0 | 854662 | 698324 | 1101863 | 938788 | 793806 | 583207 | 576284 | 452135 | 200326 | 325649 | 765675 | 1947179 | 1934370 | 1765571 | 1699344 | 1325287 | 1276159 | 1179296 | 1075758 | 902319 | 537160 | 36705
New Hampshire | Net interstate imports | 0 | 0 | 0 | 0 | 0 | 0 | 0 | 0 | 0 | 0 | 0 | 0 | 0 | 0 | 0 | 0 | 0 | 0 | 0 | 0 | 0 | 0 | 0 | 0 | 0 | 0 | 0 | 0 | 0 | 0 | 0 | 0
New Hampshire | Total supply | 17193254 | 16350578 | 18026595 | 17290336 | 17585222 | 19488391 | 20249302 | 19788604 | 19995025 | 19222319 | 20920603 | 22894236 | 21265985 | 23815780 | 24070977 | 22646902 | 25046297 | 24327922 | 21797433 | 16278727 | 15840304 | 16978676 | 18123617 | 17854423 | 17579566 | 18388937 | 16710539 | 14641794 | 17318518 | 16019572 | 14758502 | 12441901
New Hampshire | Disposition
New Hampshire | Sales to ultimate customers
New Hampshire | ..Full service providers | 5772903 | 5564975 | 5281168 | 5329358 | 5111032 | 5379546 | 5950803 | 5935176 | 5936890 | 6780802 | 7357647 | 7707271 | 8806376 | 10100500 | 9820339 | 10045003 | 11110799 | 10848134 | 10667985 | 10213294 | 10314367 | 9975875 | 9722869 | 9253715 | 9081230 | 9127434 | 9007360 | 8956221 | 8760969 | 8954313 | 8761774 | 8979614
New Hampshire | ..Energy-only providers | 5094365 | 5128554 | 5430489 | 5716926 | 5676229 | 5525410 | 5048346 | 5008905 | 5106382 | 4089459 | 3506886 | 3177136 | 1880791 | 871285 | 1403768 | 1045521 | 122674 | 109875 | 148266 | 170093 | 1184 | 183028 | 165209 | 49467 | 85939 | 18356 | 0 | 0 | 0 | 0 | 0 | 0
New Hampshire | ..Facility direct sales | 0 | 0 | 0 | 0 | 0 | 0 | 0 | 0 | 4 | 0 | 4074 | 5667 | 11326 | 5504 | 11749 | 3819 | 11155 | 15300 | 156291 | 0 | 0 | 0 | 0 | 0 | 0 | 0 | 0 | 0 | 0 | 0 | 0 | 0
New Hampshire | Total electric industry sales | 10867268 | 10693529 | 10711657 | 11046284 | 10787261 | 10904956 | 10999149 | 10944081 | 11043276 | 10870261 | 10868607 | 10890074 | 10698493 | 10977289 | 11235856 | 11094343 | 11244628 | 10973309 | 10972542 | 10383387 | 10315551 | 10158903 | 9888078 | 9303182 | 9167169 | 9145790 | 9007360 | 8956221 | 8760969 | 8954313 | 8761774 | 8979614
New Hampshire | Direct use | 100647 | 91163 | 94461 | 113833 | 105111 | 110141 | 121466 | 117752 | 121277 | 95495 | 46857 | 66936 | 82821 | 51157 | 117235 | 124832 | 216095 | 456052 | 455577 | 449865 | 440294 | 442426 | 461225 | 459167 | 441219 | 444565 | 397428 | 419655 | 409591 | 416482 | 148767 | 425030
New Hampshire | Total international exports | 0 | 0 | 0 | 2 | 0 | 2 | 0 | 94 | 182 | 0 | 873 | 60082 | 71136 | 74429 | 174225 | 105993 | 75140 | 28212 | 53453 | 0 | 0 | 362070 | 21 | 6239 | 0 | 0 | 0 | 0 | 0 | 0 | 0 | 0
New Hampshire | Estimated losses | 511267 | 595568 | 580828 | 569741 | 586810 | 569141 | 548700 | 569858 | 593241 | 588668 | 671611 | 672764 | 681039 | 699259 | 711145 | 719345 | 751543 | 804080 | 805693 | 778854 | 806712 | 790193 | 775741 | 661528 | 691177 | 709912 | 687489 | 680371 | 701172 | 707872 | 672771 | 681739
New Hampshire | Unaccounted | 69406 | -16064 | 26742 | 69057 | 75177 | 135313 | 171428 | 141504 | 166591 | 185885 | 68853 | 95558 | 96441 | 143356 | 179073 | 0 | 0 | 0 | 0 | 0 | 0 | 0 | 0 | 0 | 0 | 0 | 0 | 0 | 0 | 0 | 0 | 0
New Hampshire | Net interstate exports | 5644666 | 4986382 | 6612907 | 5491419 | 6030863 | 7768837 | 8408559 | 8015315 | 8070459 | 7482010 | 9263802 | 11108822 | 9636055 | 11870290 | 11653443 | 10196532 | 12438381 | 11979973 | 9526816 | 4720765 | 4423651 | 5226959 | 7005536 | 7456564 | 7304780 | 8115378 | 6571343 | 4596569 | 7447499 | 5942837 | 4944918 | 2381904
New Hampshire | Total disposition | 17193254 | 16350578 | 18026595 | 17290336 | 17585222 | 19488391 | 20249302 | 19788604 | 19995025 | 19222319 | 20920603 | 22894236 | 21265985 | 23815780 | 24070977 | 22646902 | 25046297 | 24327922 | 21797433 | 16278727 | 15840304 | 16978676 | 18123617 | 17854423 | 17579566 | 18388937 | 16710539 | 14641794 | 17318518 | 16019572 | 14758502 | 12441901
New Hampshire | Net interstate trade | 5644666 | 4986382 | 6612907 | 5491419 | 6030863 | 7768837 | 8408559 | 8015315 | 8070459 | 7482010 | 9263802 | 11108822 | 9636055 | 11870290 | 11653443 | 10196532 | 12438381 | 11979973 | 9526816 | 4720765 | 4423651 | 5226959 | 7005536 | 7456564 | 7304780 | 8115378 | 6571343 | 4596569 | 7447499 | 5942837 | 4944918 | 2381904
New Hampshire | Net trade index (ratio) | 1.49 | 1.44 | 1.58 | 1.47 | 1.52 | 1.66 | 1.71 | 1.68 | 1.68 | 1.64 | 1.79 | 1.94 | 1.83 | 1.99 | 1.94 | 1.82 | 1.99 | 1.97 | 1.78 | 1.41 | 1.39 | 1.44 | 1.63 | 1.72 | 1.71 | 1.79 | 1.65 | 1.46 | 1.75 | 1.59 | 1.5 | 1.24
New Hampshire | Facility Direct Sales are electricity sales from non utility power producers which reported electricity sales to an ultimate customer. Net Interstate Trade = Total Supply - (Total Electric Industry Sales + Direct Use + Total International Exports (if applies) + Estimated Losses). Net Trade Index is the sum of Total Supply / (Total Disposition - Net Interstate Trade). A negative Net Interstate Trade value indicates a net import of electric power. Notes: Totals may not equal sum of components because of independent rounding. Estimated Losses are reported at the utility level, and then allocated to States based on the utility`s salesto ultimate customers by State. Reported losses may include electricity unaccounted for by the utility. Direct use is commercial or industrial use of electricity that (1) is self-generated (2) is produced by either the same entity that consumes the power or an affiliate,and (3) is used in direct support of a service or industrial process located within the same facility or group of facilities that houses the generating equipment. Direct use is exclusive of station use. Beginning with publication year 2010, Total disposition has been reorganized to include Net Interstate Trade. Therefore, Total Disposition equals Total Supply. Sources: U.S. Energy Information Administration, Form EIA-923, Power Plant Operations Report and predecessor forms. U.S. Energy Information Administration,Form EIA-860, Annual Electric Generator Report. U.S. Energy Information Administration, Form EIA-861, Annual Electric Power Industry Report. Form EIA-111, Quarterly Imports and Exports Report.
New Jersey
New Jersey | megawatthours
New Jersey | Category | Year 2021 | Year 2020 | Year 2019 | Year 2018 | Year 2017 | Year 2016 | Year 2015 | Year 2014 | Year 2013 | Year 2012 | Year 2011 | Year 2010 | Year 2009 | Year 2008 | Year 2007 | Year 2006 | Year 2005 | Year 2004 | Year 2003 | Year 2002 | Year 2001 | Year 2000 | Year 1999 | Year 1998 | Year 1997 | Year 1996 | Year 1995 | Year 1994 | Year 1993 | Year 1992 | Year 1991 | Year 1990
New Jersey | Supply
New Jersey | Generation
New Jersey | ..Electric utilities | 212175 | 83719 | 144701 | 125350 | 129714 | 151056 | -24188 | -117003 | -122674 | -88066 | -173470 | -186385 | -186672 | -206308 | -191300 | 1042511 | 1248594 | 1648908 | 1910115 | 1569056 | 1630319 | 25254292 | 38867608 | 35911086 | 23761443 | 19790697 | 27087559 | 31931596 | 34284622 | 31166593 | 37028965 | 36488596
New Jersey | ..Independent power producers | 53174954 | 53318848 | 62596507 | 66624395 | 67531365 | 69373850 | 66764294 | 59468913 | 56082922 | 56635697 | 56017778 | 56686311 | 52181631 | 52291974 | 51439368 | 48723256 | 46808569 | 42169433 | 41228304 | 43923506 | 41096668 | 15677331 | 1229302 | 1137601 | 1555742 | 1699888 | 1434476 | 1408371 | 1098948 | 1240235 | 716432 | 252556
New Jersey | ..Combined heat and power, electric | 6951547 | 6374761 | 6793313 | 6977606 | 6570358 | 6754728 | 6507480 | 7405235 | 7435593 | 7407485 | 7529823 | 8040567 | 8716570 | 10739832 | 10652566 | 9999001 | 11364634 | 10704736 | 12777285 | 13693151 | 13417690 | 14103680 | 13524590 | 13598422 | 13369898 | 13156286 | 13590669 | 12108422 | 9975388 | 8384116 | 3823827 | 2201872
New Jersey | Electric power sector generation subtotal | 60338676 | 59777328 | 69534521 | 73727351 | 74231437 | 76279634 | 73247586 | 66757144 | 63395841 | 63955115 | 63374130 | 64540493 | 60711530 | 62825499 | 61900634 | 59764768 | 59421798 | 54523077 | 55915704 | 59185712 | 56144676 | 55035303 | 53621500 | 50647109 | 38687084 | 34646871 | 42112704 | 45448389 | 45358958 | 40790944 | 41569224 | 38943024
New Jersey | ..Combined heat and power, commercial | 626848 | 611816 | 703866 | 601790 | 673561 | 642275 | 655729 | 603189 | 562017 | 534209 | 508978 | 401517 | 385107 | 87597 | 80637 | 115191 | 70301 | 105538 | 132687 | 118968 | 172141 | 160998 | 160361 | 158334 | 152529 | 148847 | 145955 | 142083 | 118053 | 102215 | 73891 | 77749
New Jersey | ..Combined heat and power, industrial | 468268 | 717315 | 780387 | 704458 | 739515 | 689494 | 705544 | 690753 | 793083 | 774084 | 810988 | 740483 | 714602 | 761694 | 689974 | 820180 | 1057484 | 1253726 | 1350960 | 2264707 | 3104437 | 2888915 | 3021560 | 3052189 | 2916647 | 2920864 | 2839999 | 2844870 | 2867872 | 2770851 | 1883350 | 948060
New Jersey | Industrial and commercial generation subtotal | 1095115 | 1329131 | 1484253 | 1306249 | 1413076 | 1331769 | 1361274 | 1293942 | 1355101 | 1308293 | 1319966 | 1142000 | 1099709 | 849291 | 770611 | 935371 | 1127785 | 1359265 | 1483647 | 2383675 | 3276578 | 3049913 | 3181921 | 3210523 | 3069176 | 3069711 | 2985954 | 2986953 | 2985925 | 2873067 | 1957240 | 1025809
New Jersey | Total net generation | 61433792 | 61106458 | 71018774 | 75033600 | 75644513 | 77611403 | 74608860 | 68051086 | 64750942 | 65263408 | 64694096 | 65682494 | 61811239 | 63674789 | 62671245 | 60700139 | 60549583 | 55882342 | 57399351 | 61569387 | 59421254 | 58085216 | 56803421 | 53857632 | 41756260 | 37716583 | 45098658 | 48435342 | 48344883 | 43664010 | 43526465 | 39968833
New Jersey | Total international imports | 0 | 0 | 0 | 22881 | 782 | 142825 | 234185 | 234419 | 361305 | 0 | 246570 | 134281 | 0 | 0 | 0 | 0 | 0 | 0 | 0 | 0 | 0 | 0 | 0 | 0 | 0 | 0 | 0 | 0 | 0 | 0 | 0 | 0
New Jersey | Net interstate imports | 16604649 | 16215051 | 8834264 | 6860796 | 3844144 | 3997138 | 7113050 | 11324341 | 16051643 | 16319588 | 18295403 | 19912379 | 20741307 | 24337437 | 26695717 | 27960020 | 30730133 | 31231110 | 27646504 | 22363302 | 21566433 | 20368881 | 22693636 | 22277464 | 32122885 | 37420112 | 30042484 | 25877650 | 25588733 | 27369337 | 28921046 | 30448612
New Jersey | Total supply | 78038441 | 77321509 | 79853038 | 81917277 | 79489439 | 81751366 | 81956095 | 79609846 | 81163890 | 81582996 | 83236069 | 85729154 | 82552546 | 88012226 | 89366962 | 88660159 | 91279716 | 87113452 | 85045855 | 83932689 | 80987687 | 78454097 | 79497057 | 76135096 | 73879145 | 75136695 | 75141142 | 74312992 | 73933616 | 71033347 | 72447511 | 70417445
New Jersey | Disposition
New Jersey | Sales to ultimate customers
New Jersey | ..Full service providers | 41750952 | 39997879 | 39867842 | 39948943 | 37028500 | 38736693 | 39363803 | 36298399 | 35800834 | 37529127 | 42522250 | 50311861 | 54180355 | 62139640 | 64479075 | 62988147 | 64159806 | 58768011 | 68558380 | 73368045 | 70135864 | 62818825 | 70581680 | 68161512 | 65915034 | 66889430 | 66753785 | 66257593 | 65620646 | 63122357 | 64682551 | 62856687
New Jersey | ..Energy-only providers | 30632783 | 31400560 | 33473114 | 35597868 | 35854940 | 36148369 | 35809014 | 37295053 | 38590917 | 37356364 | 34184326 | 28697392 | 21436132 | 16949938 | 16176341 | 15567916 | 16553409 | 18573596 | 6714348 | 1234575 | 3041526 | 7158304 | 121473 | 0 | 0 | 0 | 0 | 0 | 0 | 0 | 0 | 0
New Jersey | ..Facility direct sales | 686731 | 599782 | 575748 | 469951 | 499500 | 474309 | 316806 | 272626 | 250648 | 167423 | 153186 | 170174 | 163366 | 1429965 | 1278918 | 1124884 | 1183598 | 251560 | 1109784 | 801234 | 0 | 0 | 0 | 0 | 0 | 0 | 0 | 0 | 0 | 0 | 0 | 0
New Jersey | Total electric industry sales | 73070466 | 71998221 | 73916704 | 76016762 | 73382940 | 75359371 | 75489623 | 73866078 | 74642399 | 75052914 | 76859762 | 79179427 | 75779853 | 80519543 | 81934334 | 79680947 | 81896813 | 77593167 | 76382512 | 75403854 | 73177390 | 69977129 | 70703153 | 68161512 | 65915034 | 66889430 | 66753785 | 66257593 | 65620646 | 63122357 | 64682551 | 62856687
New Jersey | Direct use | 1063586 | 1421560 | 1743747 | 1503967 | 1603153 | 1523355 | 1521535 | 941245 | 1384856 | 1182238 | 1139952 | 963418 | 1265628 | 1312019 | 940962 | 2209981 | 2643267 | 2406897 | 2404390 | 2374241 | 2323728 | 2389390 | 2434464 | 2368657 | 3151875 | 2365275 | 2234797 | 2111202 | 1635068 | 1517249 | 1191437 | 1094341
New Jersey | Total international exports | 0 | 0 | 0 | 555 | 22 | 463 | 2536 | 1253 | 871 | 0 | 0 | 0 | 0 | 0 | 0 | 0 | 0 | 400 | 0 | 0 | 0 | 0 | 0 | 0 | 0 | 0 | 0 | 0 | 0 | 0 | 0 | 0
New Jersey | Estimated losses | 3437708 | 4009888 | 4008051 | 3920766 | 3991917 | 3933087 | 3765849 | 3846202 | 4009763 | 4064412 | 4749444 | 4891528 | 4823950 | 5129134 | 5185827 | 5166423 | 5473634 | 5685717 | 5608625 | 5656015 | 5722725 | 5443050 | 5546812 | 4846808 | 4969792 | 5192071 | 5094999 | 5033346 | 5251860 | 4990061 | 4966636 | 4772130
New Jersey | Unaccounted | 466680 | -108159 | 184536 | 475227 | 511406 | 935090 | 1176552 | 955067 | 1126001 | 1283432 | 486911 | 694781 | 683114 | 1051529 | 1305839 | 0 | 0 | 0 | 0 | 0 | 0 | 0 | 0 | 0 | 0 | 0 | 0 | 0 | 0 | 0 | 0 | 0
New Jersey | Net interstate exports | 0 | 0 | 0 | 0 | 0 | 0 | 0 | 0 | 0 | 0 | 0 | 0 | 0 | 0 | 0 | 0 | 0 | 0 | 0 | 0 | 0 | 0 | 0 | 0 | 0 | 0 | 0 | 0 | 0 | 0 | 0 | 0
New Jersey | Total disposition | 78038441 | 77321509 | 79853038 | 81917277 | 79489439 | 81751366 | 81956095 | 79609846 | 81163890 | 81582996 | 83236069 | 85729154 | 82552546 | 88012226 | 89366962 | 88660159 | 91279716 | 87113452 | 85045855 | 83932689 | 80987687 | 78454097 | 79497057 | 76135096 | 73879145 | 75136695 | 75141142 | 74312992 | 73933616 | 71033347 | 72447511 | 70417445
New Jersey | Net interstate trade | -16604649 | -16215051 | -8834264 | -6860796 | -3844144 | -3997138 | -7113050 | -11324341 | -16051643 | -16319588 | -18295403 | -19912379 | -20741307 | -24337437 | -26695717 | -27960020 | -30730133 | -31231110 | -27646504 | -22363302 | -21566433 | -20368881 | -22693636 | -22277464 | -32122885 | -37420112 | -30042484 | -25877650 | -25588733 | -27369337 | -28921046 | -30448612
New Jersey | Net trade index (ratio) | 0.79 | 0.79 | 0.89 | 0.92 | 0.95 | 0.95 | 0.91 | 0.86 | 0.8 | 0.8 | 0.78 | 0.77 | 0.75 | 0.72 | 0.7 | 0.68 | 0.66 | 0.64 | 0.67 | 0.73 | 0.73 | 0.74 | 0.71 | 0.71 | 0.57 | 0.5 | 0.6 | 0.65 | 0.65 | 0.61 | 0.6 | 0.57
New Jersey | Facility Direct Sales are electricity sales from non utility power producers which reported electricity sales to an ultimate customer. Net Interstate Trade = Total Supply - (Total Electric Industry Sales + Direct Use + Total International Exports (if applies) + Estimated Losses). Net Trade Index is the sum of Total Supply / (Total Disposition - Net Interstate Trade). A negative Net Interstate Trade value indicates a net import of electric power. Notes: Totals may not equal sum of components because of independent rounding. Estimated Losses are reported at the utility level, and then allocated to States based on the utility`s salesto ultimate customers by State. Reported losses may include electricity unaccounted for by the utility. Direct use is commercial or industrial use of electricity that (1) is self-generated (2) is produced by either the same entity that consumes the power or an affiliate,and (3) is used in direct support of a service or industrial process located within the same facility or group of facilities that houses the generating equipment. Direct use is exclusive of station use. Beginning with publication year 2010, Total disposition has been reorganized to include Net Interstate Trade. Therefore, Total Disposition equals Total Supply. Sources: U.S. Energy Information Administration, Form EIA-923, Power Plant Operations Report and predecessor forms. U.S. Energy Information Administration,Form EIA-860, Annual Electric Generator Report. U.S. Energy Information Administration, Form EIA-861, Annual Electric Power Industry Report. Form EIA-111, Quarterly Imports and Exports Report.
New Mexico
New Mexico | megawatthours
New Mexico | Category | Year 2021 | Year 2020 | Year 2019 | Year 2018 | Year 2017 | Year 2016 | Year 2015 | Year 2014 | Year 2013 | Year 2012 | Year 2011 | Year 2010 | Year 2009 | Year 2008 | Year 2007 | Year 2006 | Year 2005 | Year 2004 | Year 2003 | Year 2002 | Year 2001 | Year 2000 | Year 1999 | Year 1998 | Year 1997 | Year 1996 | Year 1995 | Year 1994 | Year 1993 | Year 1992 | Year 1991 | Year 1990
New Mexico | Supply
New Mexico | Generation
New Mexico | ..Electric utilities | 21859465 | 21419307 | 23574888 | 21112259 | 24595385 | 25014486 | 25950771 | 26422867 | 29833095 | 30704865 | 32291832 | 30848406 | 34245148 | 33844547 | 34033374 | 35411074 | 33561875 | 32242728 | 31770151 | 29926241 | 32210683 | 32855587 | 31654480 | 31428332 | 30568142 | 29364389 | 29431903 | 30018011 | 28364368 | 27707513 | 25064613 | 28491171
New Mexico | ..Independent power producers | 13130270 | 12504477 | 11456414 | 11396396 | 8849177 | 7679665 | 6347128 | 5461838 | 5667056 | 5564270 | 5486892 | 4912227 | 4880798 | 2420350 | 1403747 | 1290509 | 804923 | 588690 | 273315 | 40243 | 370478 | 184637 | 0 | 0 | 0 | 0 | 0 | 0 | 0 | 0 | 0 | 0
New Mexico | ..Combined heat and power, electric | 20251 | 13205 | 29766 | 34204 | 34596 | 97533 | 278517 | 279544 | 279474 | 285260 | 279666 | 417179 | 477229 | 464384 | 472197 | 479405 | 478727 | 0 | 504173 | 495910 | 493185 | 519687 | 524477 | 519633 | 506997 | 382239 | 17215 | 18111 | 17169 | 18890 | 18890 | 18890
New Mexico | Electric power sector generation subtotal | 35009986 | 33936988 | 35061068 | 32542859 | 33479158 | 32791684 | 32576416 | 32164249 | 35779625 | 36554395 | 38058390 | 36177812 | 39603175 | 36729281 | 35909318 | 37180988 | 34845525 | 32831418 | 32547639 | 30462394 | 33074346 | 33559911 | 32178957 | 31947965 | 31075139 | 29746628 | 29449118 | 30036122 | 28381537 | 27726403 | 25083503 | 28510061
New Mexico | ..Combined heat and power, commercial | 134472 | 121220 | 109059 | 107093 | 117169 | 119230 | 124121 | 112156 | 89051 | 81205 | 79797 | 73479 | 70847 | 51046 | 58415 | 49165 | 51420 | 41777 | 54590 | 55960 | 56677 | 52420 | 56984 | 55629 | 59562 | 51678 | 21675 | 20993 | 19281 | 24267 | 24267 | 24267
New Mexico | ..Combined heat and power, industrial | 47907 | 17376 | 4383 | 23730 | 1086 | 1131 | 861 | 29805 | 2289 | 309 | 42952 | 251 | 317 | 229510 | 17600 | 35472 | 238697 | 67165 | 133423 | 143353 | 480618 | 409690 | 285915 | 320475 | 327656 | 362983 | 360367 | 333559 | 343710 | 318769 | 169452 | 285876
New Mexico | Industrial and commercial generation subtotal | 182379 | 138596 | 113442 | 130823 | 118255 | 120361 | 124982 | 141961 | 91340 | 81514 | 122749 | 73730 | 71164 | 280556 | 76015 | 84636 | 290117 | 108943 | 188014 | 199313 | 537296 | 462110 | 342899 | 376104 | 387218 | 414662 | 382042 | 354552 | 362991 | 343036 | 193719 | 310143
New Mexico | Total net generation | 35192365 | 34075584 | 35174510 | 32673682 | 33597413 | 32912045 | 32701398 | 32306210 | 35870965 | 36635909 | 38181139 | 36251542 | 39674339 | 37009837 | 35985333 | 37265625 | 35135642 | 32940361 | 32735653 | 30661707 | 33611642 | 34022021 | 32521856 | 32324069 | 31462357 | 30161289 | 29831160 | 30390674 | 28744527 | 28069439 | 25277222 | 28820204
New Mexico | Total international imports | 0 | 0 | 0 | 4043 | 7495 | 10772 | 12242 | 29221 | 22510 | 30238 | 44754 | 41257 | 27173 | 39073 | 36836 | 30451 | 82323 | 78790 | 22999 | 15310 | 0 | 30 | 0 | 0 | 0 | 0 | 0 | 0 | 0 | 0 | 0 | 0
New Mexico | Net interstate imports | 0 | 0 | 0 | 0 | 0 | 0 | 0 | 0 | 0 | 0 | 0 | 0 | 0 | 0 | 0 | 0 | 0 | 0 | 0 | 0 | 0 | 0 | 0 | 0 | 0 | 0 | 0 | 0 | 0 | 0 | 0 | 0
New Mexico | Total supply | 35192365 | 34075584 | 35174510 | 32677725 | 33604908 | 32922817 | 32713640 | 32335431 | 35893475 | 36666147 | 38225893 | 36292799 | 39701512 | 37048910 | 36022169 | 37296076 | 35217965 | 33019151 | 32758652 | 30677017 | 33611642 | 34022051 | 32521856 | 32324069 | 31462357 | 30161289 | 29831160 | 30390674 | 28744527 | 28069439 | 25277222 | 28820204
New Mexico | Disposition
New Mexico | Sales to ultimate customers
New Mexico | ..Full service providers | 25377635 | 24759929 | 24856955 | 24029637 | 22990349 | 23018489 | 23074032 | 23093771 | 23062191 | 23178568 | 23041665 | 22428344 | 21647136 | 22038108 | 22267394 | 21434957 | 20638951 | 19845735 | 19330491 | 19206917 | 18726594 | 18786156 | 17997502 | 18173120 | 17527949 | 17173393 | 16415546 | 15858794 | 14926879 | 14431480 | 14083944 | 13820760
New Mexico | ..Energy-only providers | 0 | 0 | 0 | 0 | 0 | 0 | 0 | 0 | 0 | 0 | 0 | 0 | 0 | 0 | 0 | 0 | 0 | 0 | 0 | 0 | 0 | 14520 | 43800 | 0 | 0 | 0 | 0 | 0 | 0 | 0 | 0 | 0
New Mexico | ..Facility direct sales | 16108 | 17226 | 23179 | 18974 | 19235 | 21058 | 19521 | 21451 | 2835 | 0 | 0 | 0 | 0 | 0 | 0 | 0 | 0 | 0 | 0 | 0 | 0 | 0 | 0 | 0 | 0 | 0 | 0 | 0 | 0 | 0 | 0 | 0
New Mexico | Total electric industry sales | 25393743 | 24777155 | 24880134 | 24048611 | 23009584 | 23039547 | 23093553 | 23115222 | 23065026 | 23178568 | 23041665 | 22428344 | 21647136 | 22038108 | 22267394 | 21434957 | 20638951 | 19845735 | 19330491 | 19206917 | 18726594 | 18800676 | 18041302 | 18173120 | 17527949 | 17173393 | 16415546 | 15858794 | 14926879 | 14431480 | 14083944 | 13820760
New Mexico | Direct use | 211769 | 162685 | 152082 | 184972 | 171574 | 178609 | 178662 | 187120 | 146089 | 129910 | 156042 | 108664 | 123693 | 272224 | 82595 | 92839 | 77971 | 445845 | 445381 | 439796 | 430439 | 533488 | 387112 | 411715 | 429478 | 431388 | 399257 | 372663 | 380159 | 361926 | 212609 | 329033
New Mexico | Total international exports | 0 | 0 | 0 | 1060 | 96 | 553 | 1356 | 7732 | 3274 | 9508 | 17363 | 64173 | 115399 | 118004 | 61505 | 64851 | 97762 | 22224 | 0 | 0 | 0 | 0 | 0 | 0 | 0 | 0 | 0 | 0 | 0 | 0 | 0 | 0
New Mexico | Estimated losses | 1194686 | 1379945 | 1349098 | 1240371 | 1251685 | 1202459 | 1152037 | 1203608 | 1239045 | 1255211 | 1423828 | 1385573 | 1378001 | 1403838 | 1409358 | 1389818 | 1379420 | 1454216 | 1419402 | 1440704 | 1464484 | 1462378 | 1415378 | 1292249 | 1321554 | 1333028 | 1252921 | 1204734 | 1194653 | 1140863 | 1081432 | 1049283
New Mexico | Unaccounted | 162183 | -37222 | 62114 | 150342 | 160354 | 285884 | 359927 | 298873 | 347942 | 396362 | 145970 | 196803 | 195137 | 287802 | 354890 | 0 | 0 | 0 | 0 | 0 | 0 | 0 | 0 | 0 | 0 | 0 | 0 | 0 | 0 | 0 | 0 | 0
New Mexico | Net interstate exports | 8229984 | 7793020 | 8731082 | 7052369 | 9011614 | 8215765 | 7928105 | 7522875 | 11092099 | 11696588 | 13441025 | 12109242 | 16242146 | 12928933 | 11846427 | 13381273 | 12117239 | 10716494 | 11235850 | 9297795 | 12886504 | 12943982 | 12236852 | 12025263 | 11817020 | 10870648 | 11353211 | 12603952 | 11926670 | 11829278 | 9502591 | 13336918
New Mexico | Total disposition | 35192365 | 34075584 | 35174510 | 32677725 | 33604908 | 32922817 | 32713640 | 32335431 | 35893475 | 36666147 | 38225893 | 36292799 | 39701512 | 37048910 | 36022169 | 37296076 | 35217965 | 33019151 | 32758652 | 30677017 | 33611642 | 34022051 | 32521856 | 32324069 | 31462357 | 30161289 | 29831160 | 30390674 | 28744527 | 28069439 | 25277222 | 28820204
New Mexico | Net interstate trade | 8229984 | 7793020 | 8731082 | 7052369 | 9011614 | 8215765 | 7928105 | 7522875 | 11092099 | 11696588 | 13441025 | 12109242 | 16242146 | 12928933 | 11846427 | 13381273 | 12117239 | 10716494 | 11235850 | 9297795 | 12886504 | 12943982 | 12236852 | 12025263 | 11817020 | 10870648 | 11353211 | 12603952 | 11926670 | 11829278 | 9502591 | 13336918
New Mexico | Net trade index (ratio) | 1.31 | 1.3 | 1.33 | 1.28 | 1.37 | 1.33 | 1.32 | 1.3 | 1.45 | 1.47 | 1.54 | 1.5 | 1.69 | 1.54 | 1.49 | 1.56 | 1.52 | 1.48 | 1.52 | 1.43 | 1.62 | 1.61 | 1.6 | 1.59 | 1.6 | 1.56 | 1.61 | 1.71 | 1.71 | 1.73 | 1.6 | 1.86
New Mexico | Facility Direct Sales are electricity sales from non utility power producers which reported electricity sales to an ultimate customer. Net Interstate Trade = Total Supply - (Total Electric Industry Sales + Direct Use + Total International Exports (if applies) + Estimated Losses). Net Trade Index is the sum of Total Supply / (Total Disposition - Net Interstate Trade). A negative Net Interstate Trade value indicates a net import of electric power. Notes: Totals may not equal sum of components because of independent rounding. Estimated Losses are reported at the utility level, and then allocated to States based on the utility`s salesto ultimate customers by State. Reported losses may include electricity unaccounted for by the utility. Direct use is commercial or industrial use of electricity that (1) is self-generated (2) is produced by either the same entity that consumes the power or an affiliate,and (3) is used in direct support of a service or industrial process located within the same facility or group of facilities that houses the generating equipment. Direct use is exclusive of station use. Beginning with publication year 2010, Total disposition has been reorganized to include Net Interstate Trade. Therefore, Total Disposition equals Total Supply. Sources: U.S. Energy Information Administration, Form EIA-923, Power Plant Operations Report and predecessor forms. U.S. Energy Information Administration,Form EIA-860, Annual Electric Generator Report. U.S. Energy Information Administration, Form EIA-861, Annual Electric Power Industry Report. Form EIA-111, Quarterly Imports and Exports Report.
New York
New York | megawatthours
New York | Category | Year 2021 | Year 2020 | Year 2019 | Year 2018 | Year 2017 | Year 2016 | Year 2015 | Year 2014 | Year 2013 | Year 2012 | Year 2011 | Year 2010 | Year 2009 | Year 2008 | Year 2007 | Year 2006 | Year 2005 | Year 2004 | Year 2003 | Year 2002 | Year 2001 | Year 2000 | Year 1999 | Year 1998 | Year 1997 | Year 1996 | Year 1995 | Year 1994 | Year 1993 | Year 1992 | Year 1991 | Year 1990
New York | Supply
New York | Generation
New York | ..Electric utilities | 36774858 | 37232480 | 34925775 | 35659945 | 34641717 | 35094035 | 34681959 | 34082856 | 33860490 | 34141686 | 35935731 | 34633335 | 35771414 | 38170043 | 40247883 | 41598844 | 39962653 | 40955819 | 41578894 | 43466278 | 58568850 | 73187745 | 97009440 | 115840453 | 108098599 | 104360081 | 101160796 | 103762902 | 106314502 | 112228796 | 126076830 | 128655291
New York | ..Independent power producers | 74715061 | 79129103 | 82973439 | 81823021 | 79792526 | 82570619 | 85441993 | 85358593 | 84712127 | 84019274 | 86051550 | 89333139 | 86856192 | 89612048 | 91333274 | 86965002 | 90252213 | 81182097 | 77979164 | 76296970 | 62191208 | 40756554 | 24869200 | 3315584 | 3186990 | 3479482 | 3142062 | 3039861 | 2832894 | 2837127 | 2411244 | 2432994
New York | ..Combined heat and power, electric | 11591613 | 10982119 | 11583412 | 12817947 | 11414616 | 14528049 | 16289685 | 15510730 | 15473146 | 15601678 | 13755549 | 11183162 | 8866160 | 10721630 | 12388247 | 11623555 | 14475137 | 13744027 | 15614581 | 17189102 | 20400848 | 21188096 | 21096791 | 21458712 | 25108845 | 22950298 | 23753739 | 13943072 | 9651716 | 6252400 | 2814631 | 1261582
New York | Electric power sector generation subtotal | 123081533 | 127343702 | 129482626 | 130300913 | 125848858 | 132192703 | 136413637 | 134952179 | 134045764 | 133762638 | 135742829 | 135149635 | 131493767 | 138503720 | 143969403 | 140187401 | 144690003 | 135881943 | 135172638 | 136952350 | 141160906 | 135132395 | 142975431 | 140614749 | 136394434 | 130789862 | 128056598 | 120745835 | 118799112 | 121318323 | 131302705 | 132349867
New York | ..Combined heat and power, commercial | 1058679 | 1267467 | 1277868 | 1311587 | 1309935 | 1221560 | 1236348 | 1174321 | 1132339 | 1061013 | 732231 | 764937 | 545600 | 664040 | 663182 | 727099 | 672305 | 614409 | 550988 | 566636 | 620978 | 619535 | 834146 | 1077433 | 1028686 | 1082560 | 1085393 | 918095 | 864267 | 467797 | 206733 | 178098
New York | ..Combined heat and power, industrial | 804724 | 819102 | 842795 | 908000 | 866593 | 962452 | 931700 | 950813 | 938727 | 944593 | 1005287 | 1047082 | 1111183 | 1154340 | 1246102 | 1350932 | 1525111 | 1468441 | 1919689 | 2072701 | 2132653 | 2327144 | 2471286 | 3171069 | 3408527 | 3859827 | 4271291 | 4365640 | 4557654 | 4162803 | 3091062 | 2817727
New York | Industrial and commercial generation subtotal | 1863402 | 2086569 | 2120663 | 2219588 | 2176527 | 2184012 | 2168049 | 2125133 | 2071066 | 2005605 | 1737518 | 1812018 | 1656783 | 1818380 | 1909284 | 2078031 | 2197415 | 2082850 | 2470678 | 2639337 | 2753631 | 2946679 | 3305432 | 4248502 | 4437213 | 4942387 | 5356684 | 5283734 | 5421920 | 4630601 | 3297795 | 2995825
New York | Total net generation | 124944935 | 129430271 | 131603289 | 132520501 | 128025386 | 134376715 | 138581686 | 137077312 | 136116830 | 135768244 | 137480347 | 136961654 | 133150550 | 140322100 | 145878687 | 142265432 | 146887419 | 137964794 | 137643316 | 139591687 | 143914537 | 138079074 | 146280863 | 144863251 | 140831647 | 135732248 | 133413281 | 126029570 | 124221032 | 125948924 | 134600500 | 135345692
New York | Total international imports | 15481184 | 15997503 | 16286011 | 15692642 | 16495392 | 18032802 | 17790977 | 17133060 | 18707621 | 16890009 | 12089331 | 9373320 | 11254402 | 16677608 | 14365902 | 12495426 | 10717104 | 9458010 | 9999750 | 14075278 | 11845026 | 10663363 | 3169897 | 2499796 | 3044692 | 7510801 | 9001949 | 12971432 | 5768216 | 3530110 | 3258823 | 3802493
New York | Net interstate imports | 12437962 | 6586850 | 9575095 | 12407177 | 11272633 | 6963072 | 4451627 | 5871181 | 6065287 | 2763261 | 7579872 | 12490415 | 8832194 | 3259341 | 4346118 | 6013583 | 13180888 | 19723083 | 17249636 | 13822539 | 7891852 | 12488371 | 9454649 | 4203580 | 5502267 | 4962556 | 4551196 | 8312118 | 16892909 | 15568500 | 7289273 | 8822843
New York | Total supply | 152864081 | 152014624 | 157464395 | 160620320 | 155793411 | 159372589 | 160824290 | 160081553 | 160889738 | 155421514 | 157149550 | 158825389 | 153237146 | 160259049 | 164590707 | 160774441 | 170785411 | 167145887 | 164892702 | 167489504 | 163651415 | 161230808 | 158905409 | 151566627 | 149378606 | 148205605 | 146966426 | 147313120 | 146882157 | 145047534 | 145148596 | 147971028
New York | Disposition
New York | Sales to ultimate customers
New York | ..Full service providers | 74746349 | 73309132 | 72334007 | 72536102 | 68283520 | 69693984 | 69816965 | 69283139 | 70398866 | 71680944 | 75550811 | 78887208 | 77326047 | 81636171 | 86299354 | 86257558 | 93236510 | 95980314 | 100096450 | 123931972 | 125595149 | 124507669 | 129834391 | 131161408 | 131936253 | 131527186 | 130470717 | 131176571 | 130170179 | 128469688 | 129410967 | 129324439
New York | ..Energy-only providers | 65865164 | 66321551 | 72500434 | 76637894 | 75956559 | 77372549 | 78512623 | 77495913 | 77091758 | 71154545 | 68259408 | 65503804 | 62432480 | 62120469 | 61621768 | 55136108 | 56673120 | 48731118 | 43657193 | 23508144 | 18585611 | 17518891 | 9543250 | 3034117 | 7672 | 0 | 0 | 0 | 0 | 0 | 0 | 0
New York | ..Facility direct sales | 812265 | 775949 | 765904 | 755855 | 752354 | 736505 | 584067 | 592861 | 404503 | 327179 | 236390 | 232561 | 275870 | 296296 | 256401 | 844353 | 237941 | 370277 | 291060 | 235239 | 0 | 0 | 0 | 0 | 0 | 0 | 0 | 0 | 0 | 0 | 0 | 0
New York | Total electric industry sales | 141423778 | 140406632 | 145600345 | 149929851 | 144992433 | 147803038 | 148913655 | 147371913 | 147895127 | 143162668 | 144046609 | 144623573 | 140034397 | 144052936 | 148177523 | 142238019 | 150147571 | 145081709 | 144044703 | 147675355 | 144180760 | 142026560 | 139377641 | 134195525 | 131943925 | 131527186 | 130470717 | 131176571 | 130170179 | 128469688 | 129410967 | 129324439
New York | Direct use | 2133416 | 1992706 | 1719945 | 1881954 | 1856584 | 1934551 | 1666049 | 2100982 | 2106068 | 1697019 | 1652121 | 1654901 | 1567327 | 1787417 | 1594871 | 1717878 | 3802866 | 4221296 | 4216899 | 4164024 | 4075432 | 4328330 | 4344332 | 3941806 | 3935702 | 4051789 | 3910979 | 3017654 | 3132421 | 3034147 | 2860781 | 2739047
New York | Total international exports | 1750163 | 2006368 | 1885592 | 138183 | 46579 | 86999 | 495020 | 1029534 | 712633 | 360868 | 1637113 | 2343356 | 1458858 | 3361222 | 3078192 | 2509908 | 3436504 | 4264422 | 4510693 | 3111262 | 4082600 | 1999799 | 2192729 | 1673523 | 1495074 | 462109 | 103028 | 189651 | 221849 | 477073 | 201721 | 3090232
New York | Estimated losses | 6653491 | 7819844 | 7895016 | 7733030 | 7887361 | 7714000 | 7428654 | 7673647 | 7944873 | 7752825 | 8901163 | 8934521 | 8914229 | 9176243 | 9378522 | 9222552 | 10035224 | 10631007 | 10576933 | 11077073 | 11275434 | 11047290 | 10934472 | 9542336 | 9948168 | 10209363 | 9958208 | 9965003 | 10417995 | 10156014 | 9936795 | 9818414
New York | Unaccounted | 903234 | -210926 | 363497 | 937302 | 1010454 | 1834001 | 2320911 | 1905477 | 2231038 | 2448133 | 912544 | 1269038 | 1262334 | 1881231 | 2361599 | 0 | 0 | 0 | 0 | 0 | 0 | 0 | 0 | 0 | 0 | 0 | 0 | 0 | 0 | 0 | 0 | 0
New York | Net interstate exports | 0 | 0 | 0 | 0 | 0 | 0 | 0 | 0 | 0 | 0 | 0 | 0 | 0 | 0 | 0 | 0 | 0 | 0 | 0 | 0 | 0 | 0 | 0 | 0 | 0 | 0 | 0 | 0 | 0 | 0 | 0 | 0
New York | Total disposition | 152864081 | 152014624 | 157464395 | 160620320 | 155793411 | 159372589 | 160824290 | 160081553 | 160889738 | 155421514 | 157149550 | 158825389 | 153237146 | 160259049 | 164590707 | 160774441 | 170785411 | 167145887 | 164892702 | 167489504 | 163651415 | 161230808 | 158905409 | 151566627 | 149378606 | 148205605 | 146966426 | 147313120 | 146882157 | 145047534 | 145148596 | 147971028
New York | Net interstate trade | -12437962 | -6586850 | -9575095 | -12407177 | -11272633 | -6963072 | -4451627 | -5871181 | -6065287 | -2763261 | -7579872 | -12490415 | -8832194 | -3259341 | -4346118 | -6013583 | -13180888 | -19723083 | -17249636 | -13822539 | -7891852 | -12488371 | -9454649 | -4203580 | -5502267 | -4962556 | -4551196 | -8312118 | -16892909 | -15568500 | -7289273 | -8822843
New York | Net trade index (ratio) | 0.92 | 0.96 | 0.94 | 0.92 | 0.93 | 0.96 | 0.97 | 0.96 | 0.96 | 0.98 | 0.95 | 0.92 | 0.94 | 0.98 | 0.97 | 0.96 | 0.92 | 0.88 | 0.9 | 0.92 | 0.95 | 0.92 | 0.94 | 0.97 | 0.96 | 0.97 | 0.97 | 0.94 | 0.88 | 0.89 | 0.95 | 0.94
New York | Facility Direct Sales are electricity sales from non utility power producers which reported electricity sales to an ultimate customer. Net Interstate Trade = Total Supply - (Total Electric Industry Sales + Direct Use + Total International Exports (if applies) + Estimated Losses). Net Trade Index is the sum of Total Supply / (Total Disposition - Net Interstate Trade). A negative Net Interstate Trade value indicates a net import of electric power. Notes: Totals may not equal sum of components because of independent rounding. Estimated Losses are reported at the utility level, and then allocated to States based on the utility`s salesto ultimate customers by State. Reported losses may include electricity unaccounted for by the utility. Direct use is commercial or industrial use of electricity that (1) is self-generated (2) is produced by either the same entity that consumes the power or an affiliate,and (3) is used in direct support of a service or industrial process located within the same facility or group of facilities that houses the generating equipment. Direct use is exclusive of station use. Beginning with publication year 2010, Total disposition has been reorganized to include Net Interstate Trade. Therefore, Total Disposition equals Total Supply. Sources: U.S. Energy Information Administration, Form EIA-923, Power Plant Operations Report and predecessor forms. U.S. Energy Information Administration,Form EIA-860, Annual Electric Generator Report. U.S. Energy Information Administration, Form EIA-861, Annual Electric Power Industry Report. Form EIA-111, Quarterly Imports and Exports Report.
North Carolina
North Carolina | megawatthours
North Carolina | Category | Year 2021 | Year 2020 | Year 2019 | Year 2018 | Year 2017 | Year 2016 | Year 2015 | Year 2014 | Year 2013 | Year 2012 | Year 2011 | Year 2010 | Year 2009 | Year 2008 | Year 2007 | Year 2006 | Year 2005 | Year 2004 | Year 2003 | Year 2002 | Year 2001 | Year 2000 | Year 1999 | Year 1998 | Year 1997 | Year 1996 | Year 1995 | Year 1994 | Year 1993 | Year 1992 | Year 1991 | Year 1990
North Carolina | Supply
North Carolina | Generation
North Carolina | ..Electric utilities | 108153193 | 104613247 | 111312377 | 117492427 | 114362106 | 118656679 | 119073672 | 119432144 | 116317050 | 107715547 | 110370151 | 121251138 | 112961309 | 118778090 | 123215621 | 117797331 | 121674733 | 118328694 | 118433112 | 115597653 | 109807278 | 114433191 | 109882388 | 113112235 | 107371092 | 102786590 | 96109819 | 91454784 | 88753614 | 83007307 | 83520063 | 79845217
North Carolina | ..Independent power producers | 19557110 | 17135099 | 17193642 | 14026127 | 11226060 | 9302665 | 6239455 | 5152178 | 4196661 | 4071106 | 3112391 | 2605480 | 1340907 | 1397821 | 1686204 | 1815202 | 1863079 | 1698756 | 1942758 | 1914162 | 810181 | 693280 | 474377 | 466955 | 1793443 | 1637773 | 1772868 | 1175447 | 429165 | 431986 | 430569 | 103554
North Carolina | ..Combined heat and power, electric | 101553 | 548094 | 628709 | 609858 | 637184 | 674688 | 849983 | 1495760 | 2325081 | 2470619 | 2719424 | 2597870 | 2187502 | 2929299 | 3033939 | 2853993 | 3064175 | 3206616 | 3575185 | 3271883 | 3343443 | 3287468 | 2834663 | 3024234 | 1466920 | 3247038 | 3965192 | 3543713 | 3482248 | 3578912 | 3469805 | 2586515
North Carolina | Electric power sector generation subtotal | 127811856 | 122296440 | 129134728 | 132128413 | 126225350 | 128634032 | 126163110 | 126080082 | 122838792 | 114257272 | 116201966 | 126454488 | 116489718 | 123105211 | 127935764 | 122466526 | 126601987 | 123234067 | 123951055 | 120783698 | 113960902 | 118413938 | 113191429 | 116603424 | 110631455 | 107671401 | 101847879 | 96173945 | 92665027 | 87018205 | 87420437 | 82535286
North Carolina | ..Combined heat and power, commercial | 361847 | 344855 | 346727 | 331534 | 356751 | 269840 | 227797 | 194865 | 170933 | 50383 | 61606 | 77608 | 64649 | 89804 | 76445 | 100709 | 131243 | 118777 | 102155 | 106430 | 95303 | 128542 | 107359 | 118786 | 105194 | 147155 | 141480 | 56092 | 51229 | 59515 | 64605 | 24465
North Carolina | ..Combined heat and power, industrial | 1749661 | 1722148 | 1692405 | 1789551 | 1886016 | 1875285 | 1997538 | 1868641 | 2926568 | 2374108 | 2126283 | 2146387 | 1853036 | 2044048 | 2103092 | 2647550 | 3015348 | 2977113 | 3529109 | 3577902 | 3439648 | 3731876 | 4058828 | 4656616 | 4758042 | 4379184 | 4305299 | 4598626 | 2598189 | 2457532 | 1890241 | 2366018
North Carolina | Industrial and commercial generation subtotal | 2111508 | 2067003 | 2039132 | 2121084 | 2242767 | 2145125 | 2225335 | 2063506 | 3097501 | 2424491 | 2187889 | 2223995 | 1917685 | 2133852 | 2179537 | 2748259 | 3146591 | 3095890 | 3631264 | 3684332 | 3534951 | 3860418 | 4166187 | 4775401 | 4863236 | 4526339 | 4446778 | 4654718 | 2649418 | 2517048 | 1954846 | 2390483
North Carolina | Total net generation | 129923364 | 124363443 | 131173861 | 134249497 | 128468117 | 130779157 | 128388445 | 128143588 | 125936293 | 116681763 | 118389855 | 128678483 | 118407403 | 125239063 | 130115301 | 125214784 | 129748578 | 126329957 | 127582319 | 124468030 | 117495853 | 122274356 | 117357616 | 121378825 | 115494691 | 112197740 | 106294657 | 100828662 | 95314445 | 89535253 | 89375284 | 84925769
North Carolina | Total international imports | 0 | 0 | 0 | 1503 | 1074 | 0 | 0 | 0 | 0 | 0 | 0 | 0 | 0 | 0 | 0 | 0 | 0 | 0 | 0 | 0 | 0 | 0 | 0 | 0 | 0 | 0 | 0 | 0 | 0 | 0 | 0 | 0
North Carolina | Net interstate imports | 15014573 | 15132324 | 15007683 | 14145558 | 13214812 | 14471457 | 16519069 | 15946570 | 15080537 | 22692127 | 23878900 | 19729808 | 20741069 | 17693787 | 14629639 | 15760685 | 13288950 | 14743847 | 7514965 | 13131388 | 14235130 | 12099876 | 11962882 | 5506688 | 6730623 | 9452105 | 11531017 | 11094368 | 17103687 | 16466046 | 14024193 | 15816964
North Carolina | Total supply | 144937937 | 139495767 | 146181544 | 148396558 | 141684003 | 145250614 | 144907514 | 144090158 | 141016830 | 139373890 | 142268755 | 148408291 | 139148472 | 142932850 | 144744940 | 140975469 | 143037528 | 141073804 | 135097284 | 137599418 | 131730983 | 134374232 | 129320498 | 126885513 | 122225314 | 121649845 | 117825674 | 111923030 | 112418132 | 106001299 | 103399477 | 100742733
North Carolina | Disposition
North Carolina | Sales to ultimate customers
North Carolina | ..Full service providers | 135541549 | 130389528 | 136430492 | 138282372 | 131417275 | 134404319 | 133847523 | 133132776 | 129779905 | 128084893 | 131084933 | 136414947 | 127657979 | 130069257 | 131880754 | 126698979 | 128335377 | 125656807 | 121304106 | 122686468 | 119026943 | 119855456 | 115015125 | 113596306 | 109050025 | 108296394 | 104672756 | 99789182 | 99777554 | 94195331 | 92316483 | 89924487
North Carolina | ..Energy-only providers | 0 | 0 | 0 | 0 | 0 | 0 | 0 | 0 | 0 | 0 | 0 | 0 | 0 | 0 | 0 | 0 | 0 | 0 | 0 | 0 | 0 | 0 | 0 | 0 | 0 | 0 | 0 | 0 | 0 | 0 | 0 | 0
North Carolina | ..Facility direct sales | 151528 | 1452 | 5039 | 5032 | 4044 | 0 | 0 | 0 | 0 | 0 | 0 | 0 | 0 | 0 | 0 | 0 | 0 | 0 | 31015 | 930628 | 0 | 0 | 0 | 0 | 0 | 0 | 0 | 0 | 0 | 0 | 0 | 0
North Carolina | Total electric industry sales | 135693077 | 130390980 | 136435531 | 138287404 | 131421319 | 134404319 | 133847523 | 133132776 | 129779905 | 128084893 | 131084933 | 136414947 | 127657979 | 130069257 | 131880754 | 126698979 | 128335377 | 125656807 | 121335121 | 123617096 | 119026943 | 119855456 | 115015125 | 113596306 | 109050025 | 108296394 | 104672756 | 99789182 | 99777554 | 94195331 | 92316483 | 89924487
North Carolina | Direct use | 1994345 | 2038637 | 2007331 | 2112054 | 2197692 | 2163845 | 2296824 | 2303797 | 2307431 | 2162396 | 2253177 | 2368925 | 2213347 | 2879503 | 2415259 | 2350399 | 2932328 | 4095759 | 4091493 | 4040190 | 3954232 | 3681185 | 3990375 | 4567766 | 4642792 | 4665859 | 4695917 | 4955835 | 3032691 | 2938325 | 2359108 | 3187450
North Carolina | Total international exports | 0 | 0 | 0 | 42 | 2 | 0 | 0 | 0 | 0 | 0 | 0 | 0 | 0 | 0 | 0 | 0 | 0 | 0 | 0 | 0 | 0 | 0 | 0 | 0 | 0 | 0 | 0 | 0 | 0 | 0 | 0 | 0
North Carolina | Estimated losses | 6383881 | 7262030 | 7398065 | 7132540 | 7149113 | 7014707 | 6677071 | 6932216 | 6971730 | 6936304 | 8100214 | 8427411 | 8126378 | 8285476 | 8347059 | 8215019 | 8577390 | 9207628 | 8909411 | 9272472 | 9308319 | 9322749 | 9023182 | 8077572 | 8222039 | 8406149 | 7989173 | 7580618 | 7985562 | 7446497 | 7088502 | 6827139
North Carolina | Unaccounted | 866633 | -195880 | 340617 | 864518 | 915877 | 1667744 | 2086096 | 1721369 | 1957765 | 2190298 | 830431 | 1197009 | 1150768 | 1698614 | 2101867 | 0 | 0 | 0 | 0 | 0 | 0 | 0 | 0 | 0 | 0 | 0 | 0 | 0 | 0 | 0 | 0 | 0
North Carolina | Net interstate exports | 0 | 0 | 0 | 0 | 0 | 0 | 0 | 0 | 0 | 0 | 0 | 0 | 0 | 0 | 0 | 0 | 0 | 0 | 0 | 0 | 0 | 0 | 0 | 0 | 0 | 0 | 0 | 0 | 0 | 0 | 0 | 0
North Carolina | Total disposition | 144937937 | 139495767 | 146181544 | 148396558 | 141684003 | 145250614 | 144907514 | 144090158 | 141016830 | 139373890 | 142268755 | 148408291 | 139148472 | 142932850 | 144744940 | 140975469 | 143037528 | 141073804 | 135097284 | 137599418 | 131730983 | 134374232 | 129320498 | 126885513 | 122225314 | 121649845 | 117825674 | 111923030 | 112418132 | 106001299 | 103399477 | 100742733
North Carolina | Net interstate trade | -15014573 | -15132324 | -15007683 | -14145558 | -13214812 | -14471457 | -16519069 | -15946570 | -15080537 | -22692127 | -23878900 | -19729808 | -20741069 | -17693787 | -14629639 | -15760685 | -13288950 | -14743847 | -7514965 | -13131388 | -14235130 | -12099876 | -11962882 | -5506688 | -6730623 | -9452105 | -11531017 | -11094368 | -17103687 | -16466046 | -14024193 | -15816964
North Carolina | Net trade index (ratio) | 0.9 | 0.89 | 0.9 | 0.9 | 0.91 | 0.9 | 0.89 | 0.89 | 0.89 | 0.84 | 0.83 | 0.87 | 0.85 | 0.88 | 0.9 | 0.89 | 0.91 | 0.9 | 0.94 | 0.9 | 0.89 | 0.91 | 0.91 | 0.96 | 0.94 | 0.92 | 0.9 | 0.9 | 0.85 | 0.84 | 0.86 | 0.84
North Carolina | Facility Direct Sales are electricity sales from non utility power producers which reported electricity sales to an ultimate customer. Net Interstate Trade = Total Supply - (Total Electric Industry Sales + Direct Use + Total International Exports (if applies) + Estimated Losses). Net Trade Index is the sum of Total Supply / (Total Disposition - Net Interstate Trade). A negative Net Interstate Trade value indicates a net import of electric power. Notes: Totals may not equal sum of components because of independent rounding. Estimated Losses are reported at the utility level, and then allocated to States based on the utility`s salesto ultimate customers by State. Reported losses may include electricity unaccounted for by the utility. Direct use is commercial or industrial use of electricity that (1) is self-generated (2) is produced by either the same entity that consumes the power or an affiliate,and (3) is used in direct support of a service or industrial process located within the same facility or group of facilities that houses the generating equipment. Direct use is exclusive of station use. Beginning with publication year 2010, Total disposition has been reorganized to include Net Interstate Trade. Therefore, Total Disposition equals Total Supply. Sources: U.S. Energy Information Administration, Form EIA-923, Power Plant Operations Report and predecessor forms. U.S. Energy Information Administration,Form EIA-860, Annual Electric Generator Report. U.S. Energy Information Administration, Form EIA-861, Annual Electric Power Industry Report. Form EIA-111, Quarterly Imports and Exports Report.
North Dakota
North Dakota | megawatthours
North Dakota | Category | Year 2021 | Year 2020 | Year 2019 | Year 2018 | Year 2017 | Year 2016 | Year 2015 | Year 2014 | Year 2013 | Year 2012 | Year 2011 | Year 2010 | Year 2009 | Year 2008 | Year 2007 | Year 2006 | Year 2005 | Year 2004 | Year 2003 | Year 2002 | Year 2001 | Year 2000 | Year 1999 | Year 1998 | Year 1997 | Year 1996 | Year 1995 | Year 1994 | Year 1993 | Year 1992 | Year 1991 | Year 1990
North Dakota | Supply
North Dakota | Generation
North Dakota | ..Electric utilities | 33386251 | 33528976 | 34191419 | 35946425 | 34636836 | 33415076 | 33105902 | 32088446 | 31044374 | 31983457 | 30794746 | 31343796 | 31375152 | 30852784 | 30402807 | 30328375 | 31512768 | 29526814 | 31075012 | 31147221 | 30135733 | 31122917 | 31259830 | 30518976 | 29719764 | 30769712 | 28842021 | 29003713 | 28499824 | 28592323 | 27535034 | 26824491
North Dakota | ..Independent power producers | 9479705 | 8492799 | 6895987 | 6603619 | 6707865 | 4266812 | 3883450 | 4249629 | 3811889 | 4018865 | 4116013 | 3216166 | 2625307 | 1686577 | 613548 | 363282 | 215094 | 208667 | 51718 | 0 | 0 | 0 | 0 | 0 | 0 | 0 | 0 | 0 | 0 | 0 | 0 | 0
North Dakota | ..Combined heat and power, electric | 0 | 0 | 0 | 0 | 0 | 0 | 0 | 0 | 0 | 0 | 0 | 0 | 0 | 0 | 0 | 0 | 0 | 0 | 0 | 0 | 0 | 0 | 0 | 0 | 0 | 0 | 0 | 0 | 0 | 0 | 0 | 0
North Dakota | Electric power sector generation subtotal | 42865956 | 42021775 | 41087406 | 42550044 | 41344701 | 37681888 | 36989352 | 36338075 | 34856263 | 36002322 | 34910759 | 34559962 | 34000459 | 32539361 | 31016355 | 30691657 | 31727862 | 29735481 | 31126730 | 31147221 | 30135733 | 31122917 | 31259830 | 30518976 | 29719764 | 30769712 | 28842021 | 29003713 | 28499824 | 28592323 | 27535034 | 26824491
North Dakota | ..Combined heat and power, commercial | 772 | 426 | 78 | 2921 | 34 | 13 | 17 | 109 | 56 | 54 | 28 | 46 | 85 | 286 | 295 | 0 | 0 | 0 | 0 | 0 | 0 | 0 | 0 | 0 | 0 | 0 | 0 | 0 | 0 | 0 | 0 | 0
North Dakota | ..Combined heat and power, industrial | 165650 | 154223 | 59840 | 62356 | 160339 | 174551 | 167243 | 124324 | 165354 | 122783 | 169113 | 179534 | 195922 | 194932 | 207455 | 189480 | 204753 | 200625 | 195399 | 159091 | 196339 | 188278 | 157573 | 152974 | 132838 | 138778 | 162225 | 152111 | 163587 | 174574 | 144115 | 168771
North Dakota | Industrial and commercial generation subtotal | 166422 | 154649 | 59918 | 65277 | 160373 | 174564 | 167260 | 124433 | 165410 | 122837 | 169141 | 179580 | 196008 | 195218 | 207750 | 189480 | 204753 | 200625 | 195399 | 159091 | 196339 | 188278 | 157573 | 152974 | 132838 | 138778 | 162225 | 152111 | 163587 | 174574 | 144115 | 168771
North Dakota | Total net generation | 43032378 | 42176424 | 41147324 | 42615321 | 41505074 | 37856452 | 37156612 | 36462508 | 35021673 | 36125159 | 35079900 | 34739542 | 34196467 | 32734579 | 31224105 | 30881137 | 31932615 | 29936106 | 31322129 | 31306312 | 30332072 | 31311195 | 31417403 | 30671950 | 29852602 | 30908490 | 29004246 | 29155824 | 28663411 | 28766897 | 27679149 | 26993262
North Dakota | Total international imports | 2982525 | 8434532 | 1310369 | 1163652 | 2159656 | 2075864 | 2017638 | 1868678 | 1960950 | 1557467 | 1672455 | 1597498 | 1349491 | 1413663 | 1657277 | 2007731 | 2161882 | 1512986 | 1250828 | 1413538 | 1510173 | 1436356 | 181152 | 223791 | 270465 | 927231 | 785391 | 1095448 | 1299788 | 682162 | 253543 | 250169
North Dakota | Net interstate imports | 0 | 0 | 0 | 0 | 0 | 0 | 0 | 0 | 0 | 0 | 0 | 0 | 0 | 0 | 0 | 0 | 0 | 0 | 0 | 0 | 0 | 0 | 0 | 0 | 0 | 0 | 0 | 0 | 0 | 0 | 0 | 0
North Dakota | Total supply | 46014903 | 50610956 | 42457693 | 43778973 | 43664730 | 39932316 | 39174250 | 38331186 | 36982623 | 37682626 | 36752355 | 36337040 | 35545958 | 34148242 | 32881382 | 32888868 | 34094497 | 31449092 | 32572957 | 32719850 | 31842245 | 32747551 | 31598555 | 30895741 | 30123067 | 31835721 | 29789637 | 30251272 | 29963199 | 29449059 | 27932692 | 27243431
North Dakota | Disposition
North Dakota | Sales to ultimate customers
North Dakota | ..Full service providers | 22863107 | 21819452 | 21559255 | 20669506 | 20140426 | 18520188 | 18128948 | 18239732 | 16032967 | 14716956 | 13737016 | 12956263 | 12648580 | 12416074 | 11905695 | 11245238 | 10839990 | 10516400 | 10461108 | 10219353 | 9809757 | 9413409 | 9112193 | 8220384 | 8282435 | 8314159 | 7882636 | 7680764 | 7431958 | 7128380 | 7255201 | 7013850
North Dakota | ..Energy-only providers | 0 | 0 | 0 | 0 | 0 | 0 | 0 | 0 | 0 | 0 | 0 | 0 | 0 | 0 | 0 | 0 | 0 | 0 | 0 | 0 | 0 | 0 | 0 | 0 | 0 | 0 | 0 | 0 | 0 | 0 | 0 | 0
North Dakota | ..Facility direct sales | 0 | 0 | 0 | 0 | 0 | 0 | 0 | 0 | 0 | 0 | 0 | 0 | 0 | 0 | 0 | 0 | 0 | 0 | 0 | 0 | 0 | 0 | 0 | 0 | 0 | 0 | 0 | 0 | 0 | 0 | 0 | 0
North Dakota | Total electric industry sales | 22863107 | 21819452 | 21559255 | 20669506 | 20140426 | 18520188 | 18128948 | 18239732 | 16032967 | 14716956 | 13737016 | 12956263 | 12648580 | 12416074 | 11905695 | 11245238 | 10839990 | 10516400 | 10461108 | 10219353 | 9809757 | 9413409 | 9112193 | 8220384 | 8282435 | 8314159 | 7882636 | 7680764 | 7431958 | 7128380 | 7255201 | 7013850
North Dakota | Direct use | 177450 | 165889 | 202827 | 182019 | 174685 | 191784 | 183842 | 170528 | 181386 | 166297 | 181394 | 192272 | 208738 | 207865 | 213650 | 195339 | 211673 | 166732 | 166558 | 164470 | 160971 | 187697 | 157573 | 152974 | 132838 | 138778 | 161975 | 145035 | 150685 | 159909 | 133953 | 154106
North Dakota | Total international exports | 1851812 | 458829 | 950567 | 149736 | 24563 | 9864 | 35718 | 157814 | 127490 | 216715 | 380781 | 477869 | 609514 | 605996 | 327772 | 1251350 | 459499 | 1408681 | 1664421 | 1238190 | 940294 | 789690 | 341256 | 424064 | 152158 | 59628 | 54371 | 123948 | 232400 | 7275 | 90457 | 229869
North Dakota | Estimated losses | 1075629 | 1215218 | 1169027 | 1066085 | 1095608 | 966589 | 904374 | 949742 | 861285 | 796981 | 848860 | 800409 | 805176 | 790910 | 753541 | 729129 | 724499 | 770600 | 768140 | 766550 | 767157 | 732206 | 714871 | 584532 | 624471 | 645359 | 601644 | 583479 | 594807 | 563525 | 557089 | 532497
North Dakota | Unaccounted | 146020 | -32778 | 53824 | 129218 | 140359 | 229806 | 282551 | 235835 | 241862 | 251665 | 87025 | 113688 | 114020 | 162145 | 189749 | 0 | 0 | 0 | 0 | 0 | 0 | 0 | 0 | 0 | 0 | 0 | 0 | 0 | 0 | 0 | 0 | 0
North Dakota | Net interstate exports | 19900886 | 26984346 | 18522194 | 21582410 | 22089089 | 20014085 | 19638817 | 18577535 | 19537633 | 21534011 | 21517279 | 21796539 | 21159930 | 19965252 | 19490976 | 19125175 | 21553211 | 18233916 | 19261086 | 20106566 | 20045339 | 21404253 | 21011911 | 21289803 | 20688015 | 22436977 | 20862305 | 21512860 | 21357376 | 21420031 | 19716068 | 19156014
North Dakota | Total disposition | 46014903 | 50610956 | 42457693 | 43778973 | 43664730 | 39932316 | 39174250 | 38331186 | 36982623 | 37682626 | 36752355 | 36337040 | 35545958 | 34148242 | 32881382 | 32888868 | 34094497 | 31449092 | 32572957 | 32719850 | 31842245 | 32747551 | 31598555 | 30895741 | 30123067 | 31835721 | 29789637 | 30251272 | 29963199 | 29449059 | 27932692 | 27243431
North Dakota | Net interstate trade | 19900886 | 26984346 | 18522194 | 21582410 | 22089089 | 20014085 | 19638817 | 18577535 | 19537633 | 21534011 | 21517279 | 21796539 | 21159930 | 19965252 | 19490976 | 19125175 | 21553211 | 18233916 | 19261086 | 20106566 | 20045339 | 21404253 | 21011911 | 21289803 | 20688015 | 22436977 | 20862305 | 21512860 | 21357376 | 21420031 | 19716068 | 19156014
North Dakota | Net trade index (ratio) | 1.76 | 2.14 | 1.77 | 1.97 | 2.02 | 2 | 2.01 | 1.94 | 2.12 | 2.33 | 2.41 | 2.5 | 2.47 | 2.41 | 2.46 | 2.39 | 2.72 | 2.38 | 2.45 | 2.59 | 2.7 | 2.89 | 2.98 | 3.22 | 3.19 | 3.39 | 3.34 | 3.46 | 3.48 | 3.67 | 3.4 | 3.37
North Dakota | Facility Direct Sales are electricity sales from non utility power producers which reported electricity sales to an ultimate customer. Net Interstate Trade = Total Supply - (Total Electric Industry Sales + Direct Use + Total International Exports (if applies) + Estimated Losses). Net Trade Index is the sum of Total Supply / (Total Disposition - Net Interstate Trade). A negative Net Interstate Trade value indicates a net import of electric power. Notes: Totals may not equal sum of components because of independent rounding. Estimated Losses are reported at the utility level, and then allocated to States based on the utility`s salesto ultimate customers by State. Reported losses may include electricity unaccounted for by the utility. Direct use is commercial or industrial use of electricity that (1) is self-generated (2) is produced by either the same entity that consumes the power or an affiliate,and (3) is used in direct support of a service or industrial process located within the same facility or group of facilities that houses the generating equipment. Direct use is exclusive of station use. Beginning with publication year 2010, Total disposition has been reorganized to include Net Interstate Trade. Therefore, Total Disposition equals Total Supply. Sources: U.S. Energy Information Administration, Form EIA-923, Power Plant Operations Report and predecessor forms. U.S. Energy Information Administration,Form EIA-860, Annual Electric Generator Report. U.S. Energy Information Administration, Form EIA-861, Annual Electric Power Industry Report. Form EIA-111, Quarterly Imports and Exports Report.
Ohio
Ohio | megawatthours
Ohio | Category | Year 2021 | Year 2020 | Year 2019 | Year 2018 | Year 2017 | Year 2016 | Year 2015 | Year 2014 | Year 2013 | Year 2012 | Year 2011 | Year 2010 | Year 2009 | Year 2008 | Year 2007 | Year 2006 | Year 2005 | Year 2004 | Year 2003 | Year 2002 | Year 2001 | Year 2000 | Year 1999 | Year 1998 | Year 1997 | Year 1996 | Year 1995 | Year 1994 | Year 1993 | Year 1992 | Year 1991 | Year 1990
Ohio | Supply
Ohio | Generation
Ohio | ..Electric utilities | 14318078 | 13713070 | 14612530 | 19377024 | 24691080 | 27587588 | 25590075 | 43316670 | 88763825 | 75183893 | 85006849 | 92198096 | 93939609 | 98396809 | 100536445 | 98159139 | 102750838 | 142305499 | 139086083 | 139904106 | 135484174 | 144358306 | 140912140 | 146448159 | 141248874 | 142900353 | 137860132 | 129020582 | 133735428 | 136296552 | 132693706 | 126509829
Ohio | ..Independent power producers | 108793868 | 106015747 | 105143581 | 106770840 | 94402287 | 90573980 | 95573567 | 89674300 | 46925305 | 52432142 | 48792705 | 49722340 | 40775148 | 53646205 | 53365757 | 55835704 | 52817248 | 4699059 | 6123786 | 6421090 | 5242390 | 3156854 | 0 | 0 | 0 | 4880 | 4762 | 2950 | 6544 | 8813 | 8813 | 8813
Ohio | ..Combined heat and power, electric | 1859748 | 1838902 | 860034 | 856807 | 822299 | 783450 | 925708 | 530457 | 538679 | 529558 | 652498 | 651983 | 472428 | 297649 | 350043 | 321877 | 327753 | 319134 | 381549 | 302029 | 267985 | 274511 | 117106 | 155195 | 44111 | 48770 | 19979 | 1304994 | 26093 | 32738 | 26462 | 32016
Ohio | Electric power sector generation subtotal | 124971694 | 121567719 | 120616144 | 127004671 | 119915666 | 118945018 | 122089349 | 133521427 | 136227809 | 128145593 | 134452052 | 142572419 | 135187185 | 152340663 | 154252246 | 154316720 | 155895839 | 147323692 | 145591418 | 146627226 | 140994549 | 147789670 | 141029246 | 146603354 | 141292985 | 142954004 | 137884873 | 130328526 | 133768065 | 136338104 | 132728982 | 126550659
Ohio | ..Combined heat and power, commercial | 252090 | 220491 | 229861 | 256457 | 262599 | 226533 | 127981 | 107391 | 185803 | 282651 | 172134 | 0 | 0 | 0 | 0 | 0 | 149 | 160 | 6045 | 7479 | 19765 | 4719 | 3436 | 50934 | 53273 | 45842 | 33627 | 55964 | 64222 | 74800 | 68995 | 87069
Ohio | ..Combined heat and power, industrial | 724223 | 749972 | 704117 | 676160 | 636138 | 714515 | 861964 | 873746 | 870578 | 1317487 | 961619 | 1025918 | 903040 | 1071588 | 903300 | 1117355 | 1080335 | 1022053 | 1040665 | 434145 | 1247496 | 1265892 | 1297749 | 1285771 | 1464988 | 1437369 | 1425403 | 1379118 | 1405004 | 1248823 | 1238522 | 1342799
Ohio | Industrial and commercial generation subtotal | 976313 | 970463 | 933979 | 932617 | 898737 | 941048 | 989945 | 981136 | 1056380 | 1600138 | 1133753 | 1025918 | 903040 | 1071588 | 903300 | 1117355 | 1080483 | 1022213 | 1046710 | 441624 | 1267261 | 1270611 | 1301185 | 1336704 | 1518262 | 1483211 | 1459030 | 1435082 | 1469226 | 1323622 | 1307517 | 1429869
Ohio | Total net generation | 125948008 | 122538182 | 121550123 | 127937288 | 120814403 | 119886066 | 123079294 | 134502563 | 137284189 | 129745731 | 135585804 | 143598337 | 136090225 | 153412251 | 155155545 | 155434075 | 156976323 | 148345905 | 146638128 | 147068850 | 142261810 | 149060281 | 142330431 | 147940058 | 142811247 | 144437215 | 139343903 | 131763609 | 135237291 | 137661726 | 134036499 | 127980527
Ohio | Total international imports | 0 | 0 | 0 | 82261 | 17466 | 1846 | 0 | 0 | 0 | 0 | 0 | 0 | 3972 | 0 | 361048 | 844370 | 48807 | 2828 | 2057 | 110 | 0 | 0 | 0 | 0 | 0 | 0 | 0 | 0 | 0 | 0 | 0 | 0
Ohio | Net interstate imports | 30782466 | 28987190 | 36547131 | 34933055 | 35818302 | 41520983 | 37102593 | 27152727 | 24544335 | 35028733 | 30972564 | 22551010 | 21808230 | 19424322 | 20217486 | 14662304 | 21895152 | 24858371 | 22820869 | 23901099 | 30160840 | 36142111 | 42367776 | 30541752 | 34842360 | 33699352 | 39208480 | 41379087 | 32152396 | 25527168 | 29106323 | 31620437
Ohio | Total supply | 156730474 | 151525372 | 158097254 | 162952604 | 156650171 | 161408895 | 160181887 | 161655290 | 161828524 | 164774464 | 166558368 | 166149347 | 157902427 | 172836573 | 175734079 | 170940749 | 178920282 | 173207104 | 169461054 | 170970059 | 172422650 | 185202392 | 184698207 | 178481810 | 177653607 | 178136567 | 178552383 | 173142696 | 167389687 | 163188894 | 163142822 | 159600964
Ohio | Disposition
Ohio | Sales to ultimate customers
Ohio | ..Full service providers | 43611635 | 44059538 | 45384477 | 46621224 | 45028494 | 49152325 | 51702443 | 53328386 | 56979965 | 71872778 | 88397902 | 105176986 | 133198256 | 147463715 | 148928185 | 140258856 | 133460651 | 126207477 | 127118763 | 132970645 | 144438041 | 161093460 | 164270662 | 159793176 | 158508094 | 158587337 | 158625546 | 154376709 | 148570665 | 145016464 | 145658320 | 142465472
Ohio | ..Energy-only providers | 103905721 | 98357225 | 102916799 | 106086381 | 101436179 | 101261754 | 97345496 | 97177459 | 93153631 | 80423134 | 66348400 | 48815621 | 12952626 | 11756860 | 12842642 | 13169988 | 26715652 | 27881805 | 24940157 | 20436453 | 11359673 | 4101397 | 0 | 168 | 0 | 0 | 0 | 0 | 0 | 0 | 0 | 0
Ohio | ..Facility direct sales | 200509 | 198436 | 220644 | 207562 | 179158 | 183717 | 165285 | 173868 | 173422 | 160952 | 8 | 152811 | 148911 | 168232 | 0 | 0 | 0 | 131832 | 130318 | 189329 | 0 | 0 | 0 | 0 | 0 | 0 | 0 | 0 | 0 | 0 | 0 | 0
Ohio | Total electric industry sales | 147717865 | 142615199 | 148521920 | 152915167 | 146643831 | 150597796 | 149213224 | 150679713 | 150307018 | 152456864 | 154746310 | 154145418 | 146299793 | 159388807 | 161770827 | 153428844 | 160176303 | 154221114 | 152189238 | 153596427 | 155797714 | 165194857 | 164270830 | 159793176 | 158508094 | 158587337 | 158625546 | 154376709 | 148570665 | 145016464 | 145658320 | 142465472
Ohio | Direct use | 1119571 | 1181568 | 1151108 | 1193347 | 1007138 | 1082558 | 1199485 | 1181447 | 1179645 | 1454390 | 1269395 | 1128580 | 970753 | 1213114 | 1090935 | 1296078 | 1264965 | 1487894 | 1486344 | 1467707 | 1436481 | 1614592 | 1376555 | 1455116 | 1523262 | 1494825 | 1464722 | 2239288 | 1466426 | 1323622 | 1307517 | 1429869
Ohio | Total international exports | 0 | 0 | 0 | 1119 | 45 | 0 | 0 | 0 | 0 | 0 | 0 | 0 | 0 | 0 | 55197 | 225034 | 396514 | 67940 | 13740 | 3902 | 0 | 0 | 0 | 0 | 0 | 0 | 0 | 0 | 0 | 0 | 0 | 0
Ohio | Estimated losses | 6949605 | 7942849 | 8053436 | 7887005 | 7977194 | 7859862 | 7443598 | 7845883 | 8074439 | 8256143 | 9562337 | 9522759 | 9313068 | 10153145 | 10238876 | 9948153 | 10705501 | 11300706 | 11174971 | 11521211 | 12183921 | 12849396 | 12887396 | 11362526 | 11951025 | 12309817 | 12107132 | 11727433 | 11890653 | 11464099 | 11184344 | 10816092
Ohio | Unaccounted | 943432 | -214244 | 370791 | 955965 | 1021962 | 1868679 | 2325580 | 1948246 | 2267422 | 2607067 | 980327 | 1352590 | 1318814 | 2081507 | 2578244 | 0 | 0 | 0 | 0 | 0 | 0 | 0 | 0 | 0 | 0 | 0 | 0 | 0 | 0 | 0 | 0 | 0
Ohio | Net interstate exports | 0 | 0 | 0 | 0 | 0 | 0 | 0 | 0 | 0 | 0 | 0 | 0 | 0 | 0 | 0 | 0 | 0 | 0 | 0 | 0 | 0 | 0 | 0 | 0 | 0 | 0 | 0 | 0 | 0 | 0 | 0 | 0
Ohio | Total disposition | 156730474 | 151525372 | 158097254 | 162952604 | 156650171 | 161408895 | 160181887 | 161655290 | 161828524 | 164774464 | 166558368 | 166149347 | 157902427 | 172836573 | 175734079 | 170940749 | 178920282 | 173207104 | 169461054 | 170970059 | 172422650 | 185202392 | 184698207 | 178481810 | 177653607 | 178136567 | 178552383 | 173142696 | 167389687 | 163188894 | 163142822 | 159600964
Ohio | Net interstate trade | -30782466 | -28987190 | -36547131 | -34933055 | -35818302 | -41520983 | -37102593 | -27152727 | -24544335 | -35028733 | -30972564 | -22551010 | -21808230 | -19424322 | -20217486 | -14662304 | -21895152 | -24858371 | -22820869 | -23901099 | -30160840 | -36142111 | -42367776 | -30541752 | -34842360 | -33699352 | -39208480 | -41379087 | -32152396 | -25527168 | -29106323 | -31620437
Ohio | Net trade index (ratio) | 0.8 | 0.81 | 0.77 | 0.79 | 0.77 | 0.74 | 0.77 | 0.83 | 0.85 | 0.79 | 0.81 | 0.86 | 0.86 | 0.89 | 0.88 | 0.91 | 0.88 | 0.86 | 0.87 | 0.86 | 0.83 | 0.8 | 0.77 | 0.83 | 0.8 | 0.81 | 0.78 | 0.76 | 0.81 | 0.84 | 0.82 | 0.8
Ohio | Facility Direct Sales are electricity sales from non utility power producers which reported electricity sales to an ultimate customer. Net Interstate Trade = Total Supply - (Total Electric Industry Sales + Direct Use + Total International Exports (if applies) + Estimated Losses). Net Trade Index is the sum of Total Supply / (Total Disposition - Net Interstate Trade). A negative Net Interstate Trade value indicates a net import of electric power. Notes: Totals may not equal sum of components because of independent rounding. Estimated Losses are reported at the utility level, and then allocated to States based on the utility`s salesto ultimate customers by State. Reported losses may include electricity unaccounted for by the utility. Direct use is commercial or industrial use of electricity that (1) is self-generated (2) is produced by either the same entity that consumes the power or an affiliate,and (3) is used in direct support of a service or industrial process located within the same facility or group of facilities that houses the generating equipment. Direct use is exclusive of station use. Beginning with publication year 2010, Total disposition has been reorganized to include Net Interstate Trade. Therefore, Total Disposition equals Total Supply. Sources: U.S. Energy Information Administration, Form EIA-923, Power Plant Operations Report and predecessor forms. U.S. Energy Information Administration,Form EIA-860, Annual Electric Generator Report. U.S. Energy Information Administration, Form EIA-861, Annual Electric Power Industry Report. Form EIA-111, Quarterly Imports and Exports Report.
Oklahoma
Oklahoma | megawatthours
Oklahoma | Category | Year 2021 | Year 2020 | Year 2019 | Year 2018 | Year 2017 | Year 2016 | Year 2015 | Year 2014 | Year 2013 | Year 2012 | Year 2011 | Year 2010 | Year 2009 | Year 2008 | Year 2007 | Year 2006 | Year 2005 | Year 2004 | Year 2003 | Year 2002 | Year 2001 | Year 2000 | Year 1999 | Year 1998 | Year 1997 | Year 1996 | Year 1995 | Year 1994 | Year 1993 | Year 1992 | Year 1991 | Year 1990
Oklahoma | Supply
Oklahoma | Generation
Oklahoma | ..Electric utilities | 37601716 | 38640479 | 42357841 | 42825248 | 36425409 | 45255216 | 48778157 | 48096026 | 53348841 | 56746305 | 58373558 | 57421195 | 57516914 | 60074823 | 54177692 | 51917155 | 54250814 | 48298390 | 49776514 | 51218320 | 50413729 | 51403249 | 50278792 | 51454036 | 48380102 | 47544649 | 47955288 | 45380625 | 48810720 | 45942891 | 44850089 | 45063182
Oklahoma | ..Independent power producers | 42313768 | 43804967 | 43198072 | 41468021 | 34569964 | 30426275 | 24578492 | 19232669 | 17526171 | 18275061 | 13205916 | 11545564 | 14422750 | 12651408 | 14870672 | 14784377 | 10281538 | 8913259 | 4247198 | 3970101 | 843693 | 0 | 0 | 0 | 0 | 0 | 0 | 0 | 0 | 0 | 0 | 0
Oklahoma | ..Combined heat and power, electric | 0 | 0 | 0 | 2001324 | 1913679 | 2082858 | 1889445 | 1985176 | 2062328 | 2010948 | 2205220 | 2381670 | 2318470 | 2682498 | 2853754 | 2642147 | 2822323 | 2255750 | 5216555 | 2621718 | 2730764 | 3026693 | 3433579 | 3538830 | 3173387 | 3041598 | 3313929 | 3381386 | 3138720 | 2895340 | 2963591 | 1016735
Oklahoma | Electric power sector generation subtotal | 79915484 | 82445446 | 85555913 | 86294593 | 72909052 | 77764349 | 75246094 | 69313871 | 72937340 | 77032314 | 73784694 | 71348429 | 74258134 | 75408728 | 71902118 | 69343679 | 67354675 | 59467400 | 59240267 | 57810139 | 53988186 | 54429942 | 53712371 | 54992866 | 51553489 | 50586247 | 51269217 | 48762011 | 51949440 | 48838231 | 47813680 | 46079917
Oklahoma | ..Combined heat and power, commercial | 0 | 63 | 14 | 15 | 2 | 3 | 21 | 49 | -55941 | 9626 | 22521 | 25859 | 30371 | 24418 | 25892 | 25038 | 18799 | 17547 | 28176 | 27172 | 25628 | 27161 | 39272 | 36100 | 32883 | 35109 | 58326 | 45367 | 43253 | 28978 | 49846 | 48159
Oklahoma | ..Combined heat and power, industrial | 839102 | 922220 | 830243 | 886794 | 822600 | 890655 | 889481 | 841584 | 792281 | 854648 | 798499 | 876445 | 778304 | 895762 | 891085 | 1246164 | 1234353 | 1244614 | 1358413 | 1346108 | 1235635 | 1114853 | 1113717 | 1200278 | 1277604 | 1228265 | 1339825 | 1251394 | 1166978 | 1139240 | 1235591 | 951056
Oklahoma | Industrial and commercial generation subtotal | 839102 | 922283 | 830257 | 886809 | 822602 | 890658 | 889502 | 841633 | 736340 | 864274 | 821020 | 902304 | 808675 | 920180 | 916977 | 1271202 | 1253153 | 1262161 | 1386589 | 1373280 | 1261263 | 1142015 | 1152989 | 1236377 | 1310487 | 1263374 | 1398150 | 1296761 | 1210232 | 1168218 | 1285437 | 999215
Oklahoma | Total net generation | 80754586 | 83367729 | 86386170 | 87181402 | 73731654 | 78655007 | 76135596 | 70155504 | 73673680 | 77896588 | 74605714 | 72250733 | 75066809 | 76328908 | 72819095 | 70614880 | 68607827 | 60729560 | 60626856 | 59183419 | 55249448 | 55571957 | 54865361 | 56229243 | 52863976 | 51849621 | 52667367 | 50058772 | 53159672 | 50006449 | 49099117 | 47079132
Oklahoma | Total international imports | 0 | 0 | 0 | 0 | 0 | 0 | 0 | 0 | 0 | 0 | 0 | 0 | 0 | 0 | 0 | 0 | 0 | 0 | 0 | 0 | 0 | 0 | 0 | 0 | 0 | 0 | 0 | 0 | 0 | 0 | 0 | 0
Oklahoma | Net interstate imports | 0 | 0 | 0 | 0 | 0 | 0 | 0 | 0 | 0 | 0 | 0 | 0 | 0 | 0 | 0 | 0 | 0 | 0 | 0 | 0 | 0 | 0 | 0 | 0 | 0 | 0 | 0 | 0 | 0 | 0 | 0 | 537952
Oklahoma | Total supply | 80754586 | 83367729 | 86386170 | 87181402 | 73731654 | 78655007 | 76135596 | 70155504 | 73673680 | 77896588 | 74605714 | 72250733 | 75066809 | 76328908 | 72819095 | 70614880 | 68607827 | 60729560 | 60626856 | 59183419 | 55249448 | 55571957 | 54865361 | 56229243 | 52863976 | 51849621 | 52667367 | 50058772 | 53159672 | 50006449 | 49099117 | 47617084
Oklahoma | Disposition
Oklahoma | Sales to ultimate customers
Oklahoma | ..Full service providers | 64525137 | 62299305 | 64795946 | 64575316 | 60492128 | 61516554 | 61336385 | 61573374 | 59929172 | 59340624 | 59846794 | 57845980 | 54544580 | 56140456 | 55060557 | 54771452 | 53570849 | 50811290 | 50287767 | 49485466 | 49666725 | 49564141 | 46736630 | 47896575 | 44452853 | 43291303 | 41392452 | 41143443 | 40531327 | 38267207 | 39404397 | 42504220
Oklahoma | ..Energy-only providers | 0 | 0 | 0 | 0 | 0 | 0 | 0 | 0 | 0 | 0 | 0 | 0 | 0 | 0 | 0 | 0 | 0 | 0 | 0 | 0 | 0 | 0 | 0 | 0 | 0 | 0 | 0 | 0 | 0 | 0 | 0 | 0
Oklahoma | ..Facility direct sales | 0 | 0 | 0 | 0 | 0 | 0 | 0 | 0 | 0 | 0 | 0 | 0 | 0 | 138410 | 132643 | 133862 | 136253 | 130752 | 140401 | 0 | 0 | 0 | 0 | 0 | 0 | 0 | 0 | 0 | 0 | 0 | 0 | 0
Oklahoma | Total electric industry sales | 64525137 | 62299305 | 64795946 | 64575316 | 60492128 | 61516554 | 61336385 | 61573374 | 59929172 | 59340624 | 59846794 | 57845980 | 54544580 | 56278866 | 55193200 | 54905314 | 53707102 | 50942042 | 50428168 | 49485466 | 49666725 | 49564141 | 46736630 | 47896575 | 44452853 | 43291303 | 41392452 | 41143443 | 40531327 | 38267207 | 39404397 | 42504220
Oklahoma | Direct use | 861697 | 924513 | 888870 | 1290067 | 1252040 | 1311150 | 1284314 | 1255974 | 1232712 | 889179 | 867857 | 1077701 | 935019 | 1345567 | 1400804 | 986758 | 953406 | 1153762 | 1152560 | 1138108 | 1113894 | 1303557 | 1002821 | 1141401 | 1224634 | 1209405 | 1266863 | 1210606 | 1099019 | 1056330 | 1186632 | 957730
Oklahoma | Total international exports | 0 | 0 | 0 | 0 | 0 | 0 | 0 | 0 | 0 | 0 | 0 | 0 | 0 | 0 | 0 | 0 | 342 | 450 | 0 | 0 | 0 | 0 | 0 | 0 | 0 | 0 | 0 | 0 | 0 | 0 | 0 | 0
Oklahoma | Estimated losses | 3035680 | 3469714 | 3513488 | 3330643 | 3290677 | 3210615 | 3059805 | 3206122 | 3219373 | 3213530 | 3698151 | 3573595 | 3472167 | 3584991 | 3493314 | 3559999 | 3589554 | 3732829 | 3702846 | 3711886 | 3884110 | 3855261 | 3666588 | 3405816 | 3351609 | 3360344 | 3159288 | 3125516 | 3243870 | 3025167 | 3025659 | 3226954
Oklahoma | Unaccounted | 412104 | -93589 | 161766 | 403699 | 421570 | 763323 | 955965 | 796126 | 904048 | 1014746 | 379133 | 507585 | 491690 | 734963 | 879649 | 0 | 0 | 0 | 0 | 0 | 0 | 0 | 0 | 0 | 0 | 0 | 0 | 0 | 0 | 0 | 0 | 0
Oklahoma | Net interstate exports | 11919968 | 16767786 | 17026101 | 17581676 | 8275239 | 11853365 | 9499126 | 3323908 | 8388375 | 13438509 | 9813779 | 9245872 | 15623353 | 14384521 | 11852128 | 9522846 | 8747950 | 3537430 | 4479535 | 4101134 | 282207 | 4050 | 2316335 | 2730208 | 3041059 | 3220956 | 6074237 | 3913335 | 7493656 | 6943157 | 4963868 | 0
Oklahoma | Total disposition | 80754586 | 83367729 | 86386170 | 87181402 | 73731654 | 78655007 | 76135596 | 70155504 | 73673680 | 77896588 | 74605714 | 72250733 | 75066809 | 76328908 | 72819095 | 70614880 | 68607827 | 60729560 | 60626856 | 59183419 | 55249448 | 55571957 | 54865361 | 56229243 | 52863976 | 51849621 | 52667367 | 50058772 | 53159672 | 50006449 | 49099117 | 47617084
Oklahoma | Net interstate trade | 11919968 | 16767786 | 17026101 | 17581676 | 8275239 | 11853365 | 9499126 | 3323908 | 8388375 | 13438509 | 9813779 | 9245872 | 15623353 | 14384521 | 11852128 | 9522846 | 8747950 | 3537430 | 4479535 | 4101134 | 282207 | 4050 | 2316335 | 2730208 | 3041059 | 3220956 | 6074237 | 3913335 | 7493656 | 6943157 | 4963868 | -537952
Oklahoma | Net trade index (ratio) | 1.17 | 1.25 | 1.25 | 1.25 | 1.13 | 1.18 | 1.14 | 1.05 | 1.13 | 1.21 | 1.15 | 1.15 | 1.26 | 1.23 | 1.19 | 1.16 | 1.15 | 1.06 | 1.08 | 1.07 | 1.01 | 1 | 1.04 | 1.05 | 1.06 | 1.07 | 1.13 | 1.08 | 1.16 | 1.16 | 1.11 | 0.99
Oklahoma | Facility Direct Sales are electricity sales from non utility power producers which reported electricity sales to an ultimate customer. Net Interstate Trade = Total Supply - (Total Electric Industry Sales + Direct Use + Total International Exports (if applies) + Estimated Losses). Net Trade Index is the sum of Total Supply / (Total Disposition - Net Interstate Trade). A negative Net Interstate Trade value indicates a net import of electric power. Notes: Totals may not equal sum of components because of independent rounding. Estimated Losses are reported at the utility level, and then allocated to States based on the utility`s salesto ultimate customers by State. Reported losses may include electricity unaccounted for by the utility. Direct use is commercial or industrial use of electricity that (1) is self-generated (2) is produced by either the same entity that consumes the power or an affiliate,and (3) is used in direct support of a service or industrial process located within the same facility or group of facilities that houses the generating equipment. Direct use is exclusive of station use. Beginning with publication year 2010, Total disposition has been reorganized to include Net Interstate Trade. Therefore, Total Disposition equals Total Supply. Sources: U.S. Energy Information Administration, Form EIA-923, Power Plant Operations Report and predecessor forms. U.S. Energy Information Administration,Form EIA-860, Annual Electric Generator Report. U.S. Energy Information Administration, Form EIA-861, Annual Electric Power Industry Report. Form EIA-111, Quarterly Imports and Exports Report.
Oregon
Oregon | megawatthours
Oregon | Category | Year 2021 | Year 2020 | Year 2019 | Year 2018 | Year 2017 | Year 2016 | Year 2015 | Year 2014 | Year 2013 | Year 2012 | Year 2011 | Year 2010 | Year 2009 | Year 2008 | Year 2007 | Year 2006 | Year 2005 | Year 2004 | Year 2003 | Year 2002 | Year 2001 | Year 2000 | Year 1999 | Year 1998 | Year 1997 | Year 1996 | Year 1995 | Year 1994 | Year 1993 | Year 1992 | Year 1991 | Year 1990
Oregon | Supply
Oregon | Generation
Oregon | ..Electric utilities | 40152940 | 44678566 | 44038392 | 47020281 | 48764549 | 45096169 | 41305761 | 44565239 | 43254167 | 47144491 | 48984868 | 41142684 | 42703218 | 44590530 | 43202516 | 43068822 | 37407039 | 39092958 | 38577937 | 39731986 | 38059649 | 46059938 | 51698318 | 46352310 | 49068279 | 47883913 | 44031261 | 37490089 | 40743085 | 41220343 | 46298021 | 49171999
Oregon | ..Independent power producers | 14284069 | 13217784 | 11370389 | 11286428 | 9251618 | 10030352 | 10683030 | 10213307 | 10562552 | 8591225 | 5827218 | 6952755 | 6620706 | 5800971 | 4268893 | 4054891 | 4492799 | 4800813 | 4002974 | 717656 | 466985 | 495690 | 582535 | 510311 | 511235 | 457118 | 429217 | 399364 | 426802 | 334795 | 330167 | 369817
Oregon | ..Combined heat and power, electric | 5914730 | 5091608 | 6207746 | 5123590 | 4014341 | 4406200 | 5124703 | 4541093 | 5385568 | 4510781 | 4361189 | 6420563 | 6385776 | 6952104 | 6181357 | 4831305 | 5946919 | 5891122 | 5358132 | 5842112 | 5674672 | 4464196 | 3915583 | 3686437 | 2166348 | 2031852 | 275861 | 275838 | 326465 | 299540 | 324283 | 250427
Oregon | Electric power sector generation subtotal | 60351738 | 62987958 | 61616526 | 63430299 | 62030509 | 59532721 | 57113494 | 59319639 | 59202287 | 60246497 | 59173274 | 54516002 | 55709700 | 57343605 | 53652765 | 51955018 | 47846757 | 49784893 | 47939043 | 46291754 | 44201306 | 51019824 | 56196436 | 50549058 | 51745862 | 50372883 | 44736339 | 38165291 | 41496352 | 41854678 | 46952471 | 49792242
Oregon | ..Combined heat and power, commercial | 82282 | 80086 | 71441 | 73926 | 72224 | 70436 | 77670 | 97158 | 98414 | 72787 | 62648 | 20963 | 18371 | 26466 | 17160 | 3966 | 5098 | 5777 | 8875 | 5804 | 13301 | 5882 | 6303 | 5135 | 6959 | 4746 | 1014 | 0 | 66408 | 59971 | 67238 | 63340
Oregon | ..Combined heat and power, industrial | 582854 | 556738 | 570411 | 609335 | 611015 | 578855 | 675371 | 703110 | 594813 | 613446 | 459242 | 590034 | 962785 | 1348367 | 1407868 | 1381711 | 1473147 | 1590608 | 1018221 | 801810 | 837303 | 764268 | 645608 | 594290 | 660034 | 634143 | 528200 | 275522 | 346824 | 430725 | 425182 | 516654
Oregon | Industrial and commercial generation subtotal | 665136 | 636824 | 641852 | 683261 | 683239 | 649292 | 753041 | 800268 | 693228 | 686233 | 521890 | 610997 | 981156 | 1374832 | 1425028 | 1385677 | 1478246 | 1596385 | 1027096 | 807614 | 850604 | 770150 | 651911 | 599426 | 666992 | 638889 | 529214 | 275522 | 413233 | 490696 | 492420 | 579994
Oregon | Total net generation | 61016874 | 63624782 | 62258378 | 64113560 | 62713747 | 60182013 | 57866535 | 60119907 | 59895515 | 60932730 | 59695164 | 55126999 | 56690856 | 58718438 | 55077794 | 53340695 | 49325003 | 51381278 | 48966139 | 47099368 | 45051910 | 51789974 | 56848346 | 51148484 | 52412854 | 51011773 | 45265553 | 38440813 | 41909585 | 42345374 | 47444891 | 50372237
Oregon | Total international imports | 0 | 0 | 0 | 544195 | 1129572 | 956379 | 2369684 | 361403 | 375509 | 921763 | 705598 | 434687 | 761137 | 596545 | 1441177 | 456148 | 521488 | 2522683 | 284379 | 1477034 | 150777 | 180363 | 477320 | 704403 | 772502 | 2773722 | 827764 | 1066362 | 1081483 | 870479 | 1322963 | 852459
Oregon | Net interstate imports | 0 | 0 | 0 | 0 | 0 | 0 | 0 | 0 | 0 | 0 | 0 | 0 | 0 | 0 | 0 | 159486 | 2336153 | 0 | 1075634 | 1805454 | 5589859 | 4483116 | 0 | 653056 | 1231575 | 591722 | 5376212 | 10929832 | 7233331 | 5071569 | 122678 | 0
Oregon | Total supply | 61016874 | 63624782 | 62258378 | 64657755 | 63843319 | 61138392 | 60236219 | 60481310 | 60271024 | 61854493 | 60400762 | 55561686 | 57451993 | 59314983 | 56518971 | 53956329 | 52182644 | 53903961 | 50326152 | 50381856 | 50792546 | 56453453 | 57325666 | 52505943 | 54416931 | 54377217 | 51469529 | 50437007 | 50224399 | 48287422 | 48890532 | 51224696
Oregon | Disposition
Oregon | Sales to ultimate customers
Oregon | ..Full service providers | 51186607 | 48234702 | 47728372 | 46725458 | 47535844 | 45335947 | 45369896 | 45493070 | 45610192 | 45097314 | 45759936 | 44525865 | 45253624 | 46658795 | 46428423 | 46962026 | 44864641 | 44791028 | 45194730 | 45255173 | 45884830 | 50330414 | 46996366 | 45082707 | 47602798 | 47184912 | 45725307 | 44970742 | 44577902 | 42910176 | 43650751 | 42977443
Oregon | ..Energy-only providers | 2942462 | 2778443 | 2672166 | 2594118 | 2485107 | 2012115 | 1894078 | 1841883 | 1972418 | 1591542 | 1411510 | 1500080 | 2311843 | 2518124 | 2268542 | 1107239 | 1554604 | 845420 | 0 | 0 | 0 | 0 | 547341 | 1823954 | 949493 | 1224598 | 0 | 0 | 0 | 0 | 0 | 0
Oregon | ..Facility direct sales | 6136 | 6168 | 3848 | 6328 | 22865 | 1288 | 0 | 0 | 58368 | 0 | 0 | 0 | 1430 | 10558 | 0 | 0 | 0 | 0 | 0 | 0 | 0 | 0 | 0 | 0 | 0 | 0 | 0 | 0 | 0 | 0 | 0 | 0
Oregon | Total electric industry sales | 54135205 | 51019313 | 50404386 | 49325904 | 50043816 | 47349350 | 47263974 | 47334953 | 47640978 | 46688856 | 47171446 | 46025945 | 47566897 | 49187477 | 48696965 | 48069265 | 46419245 | 45636448 | 45194730 | 45255173 | 45884830 | 50330414 | 47543707 | 46906661 | 48552291 | 48409510 | 45725307 | 44970742 | 44577902 | 42910176 | 43650751 | 42977443
Oregon | Direct use | 473142 | 492135 | 509113 | 503543 | 493220 | 523107 | 627291 | 684481 | 589349 | 633264 | 522723 | 530183 | 948298 | 1459427 | 1328967 | 1418985 | 1266286 | 691393 | 690673 | 682012 | 667502 | 768640 | 670217 | 627227 | 683815 | 671969 | 543945 | 290105 | 384707 | 434536 | 435026 | 505414
Oregon | Total international exports | 0 | 0 | 0 | 109987 | 104848 | 128991 | 282239 | 206281 | 316652 | 455353 | 422084 | 215906 | 472199 | 272439 | 207157 | 470073 | 445386 | 77434 | 6145 | 8671 | 11171 | 27013 | 167483 | 113109 | 0 | 0 | 0 | 0 | 0 | 0 | 0 | 0
Oregon | Estimated losses | 2546871 | 2841483 | 2733122 | 2544114 | 2722305 | 2471214 | 2357794 | 2464728 | 2559256 | 2528386 | 2914895 | 2843380 | 3027986 | 3133266 | 3082151 | 3116757 | 3102465 | 3344056 | 3318564 | 3394574 | 3588353 | 3914864 | 3729905 | 3335425 | 3660694 | 3757628 | 3489995 | 3416262 | 3567732 | 3392212 | 3351714 | 3262881
Oregon | Unaccounted | 345746 | -76644 | 125837 | 308366 | 348756 | 587530 | 736638 | 612028 | 718677 | 798396 | 298834 | 403867 | 428790 | 642354 | 776114 | 0 | 0 | 0 | 0 | 0 | 0 | 0 | 0 | 0 | 0 | 0 | 0 | 0 | 0 | 0 | 0 | 0
Oregon | Net interstate exports | 3515910 | 9348495 | 8485921 | 11865841 | 10130375 | 10078200 | 8968283 | 9178840 | 8446112 | 10750238 | 9070780 | 5542405 | 5007823 | 4620019 | 2427616 | 0 | 0 | 2591680 | 0 | 0 | 0 | 0 | 3702055 | 0 | 0 | 0 | 0 | 0 | 0 | 0 | 0 | 3077931
Oregon | Total disposition | 61016874 | 63624782 | 62258378 | 64657755 | 63843319 | 61138392 | 60236219 | 60481310 | 60271024 | 61854493 | 60400762 | 55561686 | 57451993 | 59314983 | 56518971 | 53956329 | 52182644 | 53903961 | 50326152 | 50381856 | 50792546 | 56453453 | 57325666 | 52505943 | 54416931 | 54377217 | 51469529 | 50437007 | 50224399 | 48287422 | 48890532 | 51224696
Oregon | Net interstate trade | 3515910 | 9348495 | 8485921 | 11865841 | 10130375 | 10078200 | 8968283 | 9178840 | 8446112 | 10750238 | 9070780 | 5542405 | 5007823 | 4620019 | 2427616 | -159486 | -2336153 | 2591680 | -1075634 | -1805454 | -5589859 | -4483116 | 3702055 | -653056 | -1231575 | -591722 | -5376212 | -10929832 | -7233331 | -5071569 | -122678 | 3077931
Oregon | Net trade index (ratio) | 1.06 | 1.17 | 1.16 | 1.22 | 1.19 | 1.2 | 1.17 | 1.18 | 1.16 | 1.21 | 1.18 | 1.11 | 1.1 | 1.08 | 1.04 | 1 | 0.96 | 1.05 | 0.98 | 0.96 | 0.89 | 0.92 | 1.07 | 0.99 | 0.98 | 0.99 | 0.9 | 0.78 | 0.86 | 0.89 | 1 | 1.06
Oregon | Facility Direct Sales are electricity sales from non utility power producers which reported electricity sales to an ultimate customer. Net Interstate Trade = Total Supply - (Total Electric Industry Sales + Direct Use + Total International Exports (if applies) + Estimated Losses). Net Trade Index is the sum of Total Supply / (Total Disposition - Net Interstate Trade). A negative Net Interstate Trade value indicates a net import of electric power. Notes: Totals may not equal sum of components because of independent rounding. Estimated Losses are reported at the utility level, and then allocated to States based on the utility`s salesto ultimate customers by State. Reported losses may include electricity unaccounted for by the utility. Direct use is commercial or industrial use of electricity that (1) is self-generated (2) is produced by either the same entity that consumes the power or an affiliate,and (3) is used in direct support of a service or industrial process located within the same facility or group of facilities that houses the generating equipment. Direct use is exclusive of station use. Beginning with publication year 2010, Total disposition has been reorganized to include Net Interstate Trade. Therefore, Total Disposition equals Total Supply. Sources: U.S. Energy Information Administration, Form EIA-923, Power Plant Operations Report and predecessor forms. U.S. Energy Information Administration,Form EIA-860, Annual Electric Generator Report. U.S. Energy Information Administration, Form EIA-861, Annual Electric Power Industry Report. Form EIA-111, Quarterly Imports and Exports Report.
Maryland
Maryland | megawatthours
Maryland | Category | Year 2021 | Year 2020 | Year 2019 | Year 2018 | Year 2017 | Year 2016 | Year 2015 | Year 2014 | Year 2013 | Year 2012 | Year 2011 | Year 2010 | Year 2009 | Year 2008 | Year 2007 | Year 2006 | Year 2005 | Year 2004 | Year 2003 | Year 2002 | Year 2001 | Year 2000 | Year 1999 | Year 1998 | Year 1997 | Year 1996 | Year 1995 | Year 1994 | Year 1993 | Year 1992 | Year 1991 | Year 1990
Maryland | Supply
Maryland | Generation
Maryland | ..Electric utilities | 3470291 | 3030281 | 3358939 | 3796556 | 256006 | 7296 | 19408 | 20260 | 30205 | 8955 | 7872 | 2996 | 2294 | 5856 | 23712 | 11941 | 44235 | 30023 | 51722 | 30734 | 88150 | 31783195 | 49323828 | 48513503 | 44552905 | 44380543 | 44658945 | 43765565 | 43488284 | 39586558 | 38215120 | 31497406
Maryland | ..Independent power producers | 32118982 | 30097918 | 32577622 | 36246768 | 30784587 | 33584415 | 32629965 | 34354775 | 33231034 | 35174054 | 39090434 | 40878753 | 40492074 | 43748221 | 46274482 | 45406488 | 48780210 | 48456631 | 48824270 | 44828480 | 46079379 | 15800863 | 341187 | 305063 | 289901 | 276544 | 166856 | 20192 | 18435 | 19857 | 19857 | 19857
Maryland | ..Combined heat and power, electric | 2351130 | 1918934 | 2204097 | 2682824 | 2237527 | 2857542 | 2936736 | 2694499 | 1823517 | 1846834 | 1869224 | 2236734 | 2795440 | 3086107 | 3274842 | 2901687 | 3195788 | 2926029 | 2812949 | 2835393 | 2807724 | 3050295 | 1527960 | 1404885 | 1376564 | 1135731 | 1070587 | 1066554 | 1017379 | 1122296 | 1191769 | 1227013
Maryland | Electric power sector generation subtotal | 37940403 | 35047133 | 38140658 | 42726148 | 33278120 | 36449253 | 35586109 | 37069534 | 35084756 | 37029843 | 40967530 | 43118484 | 43289809 | 46840184 | 49573036 | 48320116 | 52020233 | 51412683 | 51688941 | 47694607 | 48975253 | 50634353 | 51192975 | 50223452 | 46219370 | 45792817 | 45896388 | 44852311 | 44524099 | 40728711 | 39426746 | 32744277
Maryland | ..Combined heat and power, commercial | 247188 | 935450 | 1038871 | 839887 | 542814 | 449117 | 503791 | 414491 | 443515 | 235266 | 236330 | 39980 | 31890 | 40212 | 27881 | 32118 | 53861 | 49417 | 30899 | 9504 | 30087 | 24230 | 24883 | 29566 | 30063 | 31517 | 30118 | 26377 | 27480 | 34470 | 16393 | 70618
Maryland | ..Combined heat and power, industrial | 48123 | 46563 | 146067 | 243613 | 283146 | 268318 | 275644 | 349628 | 322541 | 544635 | 614207 | 448800 | 453133 | 480557 | 597006 | 604646 | 587506 | 590670 | 524397 | 574977 | 57000 | 486797 | 467759 | 399999 | 457962 | 450282 | 439139 | 460929 | 426310 | 414177 | 407743 | 347398
Maryland | Industrial and commercial generation subtotal | 295310 | 982013 | 1184938 | 1083500 | 825960 | 717434 | 779434 | 764119 | 766056 | 779901 | 850538 | 488780 | 485023 | 520769 | 624887 | 636764 | 641367 | 640087 | 555297 | 584481 | 87087 | 511027 | 492643 | 429565 | 488026 | 481799 | 469257 | 487307 | 453789 | 448648 | 424137 | 418016
Maryland | Total net generation | 38235713 | 36029146 | 39325595 | 43809648 | 34104080 | 37166687 | 36365544 | 37833652 | 35850812 | 37809744 | 41818068 | 43607264 | 43774832 | 47360953 | 50197924 | 48956880 | 52661600 | 52052770 | 52244237 | 48279088 | 49062340 | 51145380 | 51685618 | 50653017 | 46707396 | 46274617 | 46365645 | 45339618 | 44977888 | 41177358 | 39850883 | 33162292
Maryland | Total international imports | 0 | 0 | 0 | 16210 | 4224 | 116281 | 191659 | 181263 | 299623 | 0 | 204031 | 110803 | 0 | 0 | 0 | 0 | 0 | 0 | 0 | 0 | 37200 | 0 | 0 | 0 | 0 | 0 | 0 | 0 | 0 | 0 | 0 | 0
Maryland | Net interstate imports | 24392022 | 25608189 | 25996344 | 22906163 | 29423793 | 28813627 | 30058875 | 28524191 | 30881323 | 29116759 | 26806150 | 27224218 | 24447713 | 22029904 | 21556056 | 21334789 | 23535283 | 23044978 | 27095484 | 27834212 | 19118581 | 16882238 | 14748689 | 13945102 | 16353088 | 17749735 | 16847818 | 16068045 | 15719053 | 16201806 | 17392660 | 22330094
Maryland | Total supply | 62627735 | 61637335 | 65321939 | 66732021 | 63532097 | 66096595 | 66616078 | 66539106 | 67031758 | 66926503 | 68828249 | 70942285 | 68222545 | 69390857 | 71753980 | 70291669 | 76196883 | 75097748 | 79339721 | 76113300 | 68218121 | 68027618 | 66434307 | 64598119 | 63060484 | 64024352 | 63213463 | 61407663 | 60696941 | 57379164 | 57243543 | 55492386
Maryland | Disposition
Maryland | Sales to ultimate customers
Maryland | ..Full service providers | 30771800 | 29323992 | 29997242 | 30224830 | 28089949 | 29266915 | 29102052 | 29386791 | 28809703 | 29298603 | 31636835 | 36082473 | 35962461 | 36765861 | 38442080 | 41666356 | 49145460 | 53239637 | 59674515 | 59271452 | 59182756 | 60619909 | 59086225 | 57833638 | 56264488 | 56997520 | 56158045 | 54751623 | 53872404 | 50988788 | 51107809 | 49533730
Maryland | ..Energy-only providers | 28418856 | 28186040 | 30597930 | 31779510 | 31121482 | 32022104 | 32657267 | 32280252 | 33076087 | 32485461 | 31962314 | 29253025 | 26626682 | 26559916 | 26924046 | 21506787 | 19202110 | 13652063 | 11565646 | 9108454 | 2457264 | 57895 | 0 | 0 | 0 | 0 | 0 | 0 | 0 | 0 | 0 | 0
Maryland | ..Facility direct sales | 113318 | 119008 | 125486 | 82115 | 92454 | 64892 | 22400 | 16826 | 13688 | 29488 | 562 | 0 | 0 | 0 | 24534 | 0 | 17815 | 0 | 18422 | 0 | 0 | 0 | 0 | 0 | 0 | 0 | 0 | 0 | 0 | 0 | 0 | 0
Maryland | Total electric industry sales | 59303974 | 57629040 | 60720658 | 62086455 | 59303885 | 61353911 | 61781719 | 61683869 | 61899478 | 61813552 | 63599711 | 65335498 | 62589143 | 63325777 | 65390660 | 63173143 | 68365385 | 66891700 | 71258583 | 68379906 | 61640020 | 60677804 | 59086225 | 57833638 | 56264488 | 56997520 | 56158045 | 54751623 | 53872404 | 50988788 | 51107809 | 49533730
Maryland | Direct use | 154960 | 885261 | 1157180 | 1054698 | 588866 | 778876 | 787357 | 844760 | 872571 | 708468 | 895573 | 997202 | 1084931 | 1204206 | 1182411 | 1323256 | 1094648 | 1198292 | 1197044 | 1182034 | 1156886 | 1423701 | 1091511 | 1065636 | 586429 | 1224920 | 1253763 | 1247185 | 1211666 | 1286031 | 1323795 | 1324282
Maryland | Total international exports | 0 | 0 | 0 | 455 | 18 | 377 | 2075 | 1047 | 722 | 0 | 0 | 0 | 0 | 0 | 0 | 0 | 0 | 0 | 0 | 0 | 0 | 0 | 0 | 0 | 0 | 0 | 0 | 0 | 0 | 0 | 0 | 0
Maryland | Estimated losses | 2790043 | 3209607 | 3292510 | 3202274 | 3226038 | 3202127 | 3082021 | 3211875 | 3325218 | 3347449 | 3930057 | 4036281 | 3984264 | 4033883 | 4138737 | 4096075 | 4569251 | 4901556 | 5232384 | 5129151 | 4820463 | 4719718 | 4635440 | 4112417 | 4242170 | 4424244 | 4286276 | 4159280 | 4311605 | 4030856 | 3924303 | 3760640
Maryland | Unaccounted | 378758 | -86573 | 151592 | 388140 | 413289 | 761304 | 962906 | 797555 | 933770 | 1057034 | 402908 | 573304 | 564207 | 826991 | 1042172 | 0 | 0 | 0 | 0 | 0 | 0 | 0 | 0 | 0 | 0 | 0 | 0 | 0 | 0 | 0 | 0 | 0
Maryland | Net interstate exports | 0 | 0 | 0 | 0 | 0 | 0 | 0 | 0 | 0 | 0 | 0 | 0 | 0 | 0 | 0 | 0 | 0 | 0 | 0 | 0 | 0 | 0 | 0 | 0 | 0 | 0 | 0 | 0 | 0 | 0 | 0 | 0
Maryland | Total disposition | 62627735 | 61637335 | 65321939 | 66732021 | 63532097 | 66096595 | 66616078 | 66539106 | 67031758 | 66926503 | 68828249 | 70942285 | 68222545 | 69390857 | 71753980 | 70291669 | 76196883 | 75097748 | 79339721 | 76113300 | 68218121 | 68027618 | 66434307 | 64598119 | 63060484 | 64024352 | 63213463 | 61407663 | 60696941 | 57379164 | 57243543 | 55492386
Maryland | Net interstate trade | -24392022 | -25608189 | -25996344 | -22906163 | -29423793 | -28813627 | -30058875 | -28524191 | -30881323 | -29116759 | -26806150 | -27224218 | -24447713 | -22029904 | -21556056 | -21334789 | -23535283 | -23044978 | -27095484 | -27834212 | -19118581 | -16882238 | -14748689 | -13945102 | -16353088 | -17749735 | -16847818 | -16068045 | -15719053 | -16201806 | -17392660 | -22330094
Maryland | Net trade index (ratio) | 0.61 | 0.58 | 0.6 | 0.66 | 0.54 | 0.56 | 0.55 | 0.57 | 0.54 | 0.56 | 0.61 | 0.62 | 0.64 | 0.68 | 0.7 | 0.7 | 0.69 | 0.69 | 0.66 | 0.63 | 0.72 | 0.75 | 0.78 | 0.78 | 0.74 | 0.72 | 0.73 | 0.74 | 0.74 | 0.72 | 0.7 | 0.6
Maryland | Facility Direct Sales are electricity sales from non utility power producers which reported electricity sales to an ultimate customer. Net Interstate Trade = Total Supply - (Total Electric Industry Sales + Direct Use + Total International Exports (if applies) + Estimated Losses). Net Trade Index is the sum of Total Supply / (Total Disposition - Net Interstate Trade). A negative Net Interstate Trade value indicates a net import of electric power. Notes: Totals may not equal sum of components because of independent rounding. Estimated Losses are reported at the utility level, and then allocated to States based on the utility`s salesto ultimate customers by State. Reported losses may include electricity unaccounted for by the utility. Direct use is commercial or industrial use of electricity that (1) is self-generated (2) is produced by either the same entity that consumes the power or an affiliate,and (3) is used in direct support of a service or industrial process located within the same facility or group of facilities that houses the generating equipment. Direct use is exclusive of station use. Beginning with publication year 2010, Total disposition has been reorganized to include Net Interstate Trade. Therefore, Total Disposition equals Total Supply. Sources: U.S. Energy Information Administration, Form EIA-923, Power Plant Operations Report and predecessor forms. U.S. Energy Information Administration,Form EIA-860, Annual Electric Generator Report. U.S. Energy Information Administration, Form EIA-861, Annual Electric Power Industry Report. Form EIA-111, Quarterly Imports and Exports Report.
Massachusetts
Massachusetts | megawatthours
Massachusetts | Category | Year 2021 | Year 2020 | Year 2019 | Year 2018 | Year 2017 | Year 2016 | Year 2015 | Year 2014 | Year 2013 | Year 2012 | Year 2011 | Year 2010 | Year 2009 | Year 2008 | Year 2007 | Year 2006 | Year 2005 | Year 2004 | Year 2003 | Year 2002 | Year 2001 | Year 2000 | Year 1999 | Year 1998 | Year 1997 | Year 1996 | Year 1995 | Year 1994 | Year 1993 | Year 1992 | Year 1991 | Year 1990
Massachusetts | Supply
Massachusetts | Generation
Massachusetts | ..Electric utilities | 509606 | 487991 | 407062 | 586513 | 545548 | 468228 | 715117 | 679986 | 611320 | 591343 | 609632 | 802906 | 447912 | 507254 | 493885 | 942917 | 1622208 | 1524169 | 2055622 | 1156651 | 1566491 | 1704653 | 4359511 | 26036881 | 33898697 | 27758877 | 26971667 | 27466049 | 28163544 | 32838301 | 35802358 | 36478610
Massachusetts | ..Independent power producers | 16672006 | 15176758 | 18425259 | 23903563 | 28550114 | 28965856 | 27845467 | 27154376 | 29674084 | 31409340 | 34090820 | 38144942 | 35883397 | 39845907 | 43405931 | 41847076 | 42121854 | 41036127 | 40101716 | 34031265 | 30175749 | 30157682 | 29002645 | 12600181 | 3559542 | 3113851 | 3577177 | 2937976 | 2397608 | 1940521 | 1772224 | 1729309
Massachusetts | ..Combined heat and power, electric | 1494911 | 1758760 | 1813953 | 1772470 | 2292963 | 1763024 | 2808851 | 2532255 | 1897773 | 2911534 | 2692009 | 3191557 | 1917792 | 1443612 | 2399988 | 1938335 | 2895794 | 4053401 | 5378236 | 5852457 | 5768915 | 5981291 | 6332803 | 6295786 | 6646586 | 6139420 | 6240919 | 6648303 | 5618536 | 4422232 | 2573038 | 750576
Massachusetts | Electric power sector generation subtotal | 18676523 | 17423508 | 20646274 | 26262545 | 31388625 | 31197108 | 31369435 | 30366616 | 32183178 | 34912217 | 37392461 | 42139405 | 38249100 | 41796774 | 46299804 | 44728328 | 46639856 | 46613697 | 47535574 | 41040374 | 37511155 | 37843626 | 39694959 | 44932848 | 44104826 | 37012149 | 36789762 | 37052328 | 36179688 | 39201054 | 40147619 | 38958495
Massachusetts | ..Combined heat and power, commercial | 597797 | 576163 | 605667 | 641553 | 547791 | 531615 | 535128 | 600219 | 526844 | 469212 | 490071 | 496596 | 524889 | 489445 | 502938 | 573881 | 589666 | 572564 | 514326 | 574899 | 558200 | 426204 | 427603 | 358603 | 347403 | 437431 | 376752 | 314438 | 295085 | 317653 | 325856 | 305856
Massachusetts | ..Combined heat and power, industrial | 203027 | 214503 | 263695 | 268784 | 267700 | 226298 | 181406 | 151756 | 174999 | 196993 | 172288 | 168823 | 192662 | 219260 | 273233 | 295567 | 285921 | 314221 | 335124 | 412546 | 409079 | 428050 | 452833 | 392163 | 513101 | 504439 | 487968 | 572296 | 604433 | 568948 | 546313 | 546661
Massachusetts | Industrial and commercial generation subtotal | 800824 | 790666 | 869362 | 910337 | 815490 | 757913 | 716534 | 751975 | 701843 | 666205 | 662360 | 665419 | 717551 | 708705 | 776171 | 869448 | 875587 | 886785 | 849450 | 987445 | 967279 | 854254 | 880435 | 750766 | 860504 | 941869 | 864720 | 886734 | 899519 | 886601 | 872169 | 852517
Massachusetts | Total net generation | 19477347 | 18214175 | 21515636 | 27172882 | 32204115 | 31955022 | 32085969 | 31118591 | 32885021 | 35578421 | 38054821 | 42804824 | 38966651 | 42505478 | 47075975 | 45597775 | 47515443 | 47500483 | 48385024 | 42027818 | 38478433 | 38697880 | 40575395 | 45683614 | 44965330 | 37954018 | 37654482 | 37939062 | 37079207 | 40087655 | 41019789 | 39811013
Massachusetts | Total international imports | 0 | 0 | 12118 | 980269 | 144332 | 1011666 | 1338101 | 1422472 | 1247468 | 1073224 | 4436435 | 3714165 | 4911406 | 4177025 | 934812 | 696515 | 2576734 | 512147 | 274260 | 497377 | 1136866 | 2143094 | 1934370 | 1765571 | 1863013 | 1591142 | 1790365 | 1533335 | 1839654 | 1659529 | 2280689 | 1921479
Massachusetts | Net interstate imports | 34760276 | 35167629 | 33472275 | 29018363 | 24436850 | 25125287 | 25967155 | 26575138 | 26060514 | 23801184 | 17462834 | 15563226 | 15428615 | 14772984 | 14607639 | 15965226 | 14023770 | 14798145 | 13213701 | 17818231 | 18484438 | 17566900 | 13045490 | 6850456 | 6837557 | 13579111 | 12908785 | 12222262 | 12098282 | 8890379 | 6874189 | 9175323
Massachusetts | Total supply | 54237623 | 53381804 | 55000029 | 57171514 | 56785297 | 58091975 | 59391225 | 59116201 | 60193003 | 60452829 | 59954090 | 62082215 | 59306672 | 61455487 | 62618426 | 62259516 | 64115947 | 62810775 | 61872985 | 60343426 | 58099737 | 58407874 | 55555255 | 54299641 | 53665900 | 53124271 | 52353632 | 51694659 | 51017143 | 50637563 | 50174667 | 50907815
Massachusetts | Disposition
Massachusetts | Sales to ultimate customers
Massachusetts | ..Full service providers | 17784051 | 19254072 | 20475404 | 20997459 | 21419339 | 22330919 | 26017777 | 29314394 | 29469135 | 29537183 | 30286691 | 31512202 | 29424777 | 31679706 | 32995741 | 34794615 | 41356510 | 43286873 | 45457440 | 43879763 | 48988912 | 48862334 | 47820780 | 48607144 | 47659344 | 47293773 | 46510284 | 46091354 | 45280748 | 44998082 | 44796787 | 45441672
Massachusetts | ..Energy-only providers | 32623011 | 30622682 | 30410651 | 31815610 | 30615789 | 30676456 | 28219733 | 24783264 | 25486873 | 25468551 | 24981272 | 25300480 | 24625087 | 23890979 | 23841208 | 21055475 | 15853967 | 12326389 | 9739244 | 9827774 | 3507163 | 2910779 | 1586664 | 0 | 222511 | 0 | 0 | 0 | 0 | 0 | 0 | 0
Massachusetts | ..Facility direct sales | 391326 | 132587 | 450543 | 471960 | 478193 | 468513 | 383578 | 371634 | 309066 | 307590 | 301949 | 310740 | 309334 | 313420 | 301873 | 0 | 17111 | 304326 | 317673 | 503439 | 0 | 0 | 0 | 0 | 0 | 0 | 0 | 0 | 0 | 0 | 0 | 0
Massachusetts | Total electric industry sales | 50798388 | 50009341 | 51336598 | 53285029 | 52513321 | 53475888 | 54621088 | 54469292 | 55265074 | 55313324 | 55569912 | 57123422 | 54359198 | 55884105 | 57138822 | 55850090 | 57227588 | 55917588 | 55514357 | 54210976 | 52496075 | 51773113 | 49407444 | 48607144 | 47881855 | 47293773 | 46510284 | 46091354 | 45280748 | 44998082 | 44796787 | 45441672
Massachusetts | Direct use | 724915 | 662356 | 751598 | 804930 | 1049368 | 1160982 | 1186376 | 1103383 | 1123088 | 1117746 | 587603 | 602178 | 658587 | 953240 | 751286 | 911950 | 1163572 | 2455540 | 2452982 | 2422224 | 2370690 | 1183773 | 4302809 | 1851289 | 1065147 | 994377 | 1074511 | 1128044 | 1257816 | 1053704 | 971030 | 956631
Massachusetts | Total international exports | 0 | 0 | 0 | 122 | 0 | 590 | 7650 | 3041 | 2332 | 80446 | 10669 | 326413 | 338502 | 328490 | 201203 | 116341 | 332489 | 31952 | 61456 | 0 | 0 | 363600 | 21 | 6239 | 0 | 0 | 0 | 0 | 0 | 0 | 0 | 0
Massachusetts | Estimated losses | 2389885 | 2785234 | 2783670 | 2748317 | 2856642 | 2790964 | 2724808 | 2836213 | 2968820 | 2995436 | 3433867 | 3528957 | 3460367 | 3559845 | 3616457 | 3621257 | 3824848 | 4097417 | 4076315 | 4066345 | 4105375 | 4027082 | 3876119 | 3456342 | 3610145 | 3671022 | 3549908 | 3501391 | 3623984 | 3557268 | 3439712 | 3449968
Massachusetts | Unaccounted | 324435 | -75127 | 128164 | 333117 | 365966 | 663551 | 851303 | 704273 | 833688 | 945878 | 352039 | 501245 | 490019 | 729808 | 910658 | 0 | 0 | 0 | 0 | 0 | 0 | 0 | 0 | 0 | 0 | 0 | 0 | 0 | 0 | 0 | 0 | 0
Massachusetts | Net interstate exports | 0 | 0 | 0 | 0 | 0 | 0 | 0 | 0 | 0 | 0 | 0 | 0 | 0 | 0 | 0 | 0 | 0 | 0 | 0 | 0 | 0 | 0 | 0 | 0 | 0 | 0 | 0 | 0 | 0 | 0 | 0 | 0
Massachusetts | Total disposition | 54237623 | 53381804 | 55000029 | 57171514 | 56785297 | 58091975 | 59391225 | 59116201 | 60193003 | 60452829 | 59954090 | 62082215 | 59306672 | 61455487 | 62618426 | 62259516 | 64115947 | 62810775 | 61872985 | 60343426 | 58099737 | 58407874 | 55555255 | 54299641 | 53665900 | 53124271 | 52353632 | 51694659 | 51017143 | 50637563 | 50174667 | 50907815
Massachusetts | Net interstate trade | -34760276 | -35167629 | -33472275 | -29018363 | -24436850 | -25125287 | -25967155 | -26575138 | -26060514 | -23801184 | -17462834 | -15563226 | -15428615 | -14772984 | -14607639 | -15965226 | -14023770 | -14798145 | -13213701 | -17818231 | -18484438 | -17566900 | -13045490 | -6850456 | -6837557 | -13579111 | -12908785 | -12222262 | -12098282 | -8890379 | -6874189 | -9175323
Massachusetts | Net trade index (ratio) | 0.36 | 0.34 | 0.39 | 0.49 | 0.57 | 0.57 | 0.56 | 0.55 | 0.57 | 0.61 | 0.71 | 0.75 | 0.74 | 0.76 | 0.77 | 0.74 | 0.78 | 0.76 | 0.79 | 0.7 | 0.68 | 0.7 | 0.77 | 0.87 | 0.87 | 0.74 | 0.75 | 0.76 | 0.76 | 0.82 | 0.86 | 0.82
Massachusetts | Facility Direct Sales are electricity sales from non utility power producers which reported electricity sales to an ultimate customer. Net Interstate Trade = Total Supply - (Total Electric Industry Sales + Direct Use + Total International Exports (if applies) + Estimated Losses). Net Trade Index is the sum of Total Supply / (Total Disposition - Net Interstate Trade). A negative Net Interstate Trade value indicates a net import of electric power. Notes: Totals may not equal sum of components because of independent rounding. Estimated Losses are reported at the utility level, and then allocated to States based on the utility`s salesto ultimate customers by State. Reported losses may include electricity unaccounted for by the utility. Direct use is commercial or industrial use of electricity that (1) is self-generated (2) is produced by either the same entity that consumes the power or an affiliate,and (3) is used in direct support of a service or industrial process located within the same facility or group of facilities that houses the generating equipment. Direct use is exclusive of station use. Beginning with publication year 2010, Total disposition has been reorganized to include Net Interstate Trade. Therefore, Total Disposition equals Total Supply. Sources: U.S. Energy Information Administration, Form EIA-923, Power Plant Operations Report and predecessor forms. U.S. Energy Information Administration,Form EIA-860, Annual Electric Generator Report. U.S. Energy Information Administration, Form EIA-861, Annual Electric Power Industry Report. Form EIA-111, Quarterly Imports and Exports Report.
Michigan
Michigan | megawatthours
Michigan | Category | Year 2021 | Year 2020 | Year 2019 | Year 2018 | Year 2017 | Year 2016 | Year 2015 | Year 2014 | Year 2013 | Year 2012 | Year 2011 | Year 2010 | Year 2009 | Year 2008 | Year 2007 | Year 2006 | Year 2005 | Year 2004 | Year 2003 | Year 2002 | Year 2001 | Year 2000 | Year 1999 | Year 1998 | Year 1997 | Year 1996 | Year 1995 | Year 1994 | Year 1993 | Year 1992 | Year 1991 | Year 1990
Michigan | Supply
Michigan | Generation
Michigan | ..Electric utilities | 81451708 | 69820694 | 78881960 | 81450131 | 79938707 | 78006408 | 85370227 | 84075322 | 83171310 | 80474999 | 87609471 | 89666874 | 82787341 | 94503953 | 96785842 | 97373706 | 104830689 | 99608512 | 96634055 | 100451718 | 97067330 | 89572141 | 87874695 | 85146307 | 89564616 | 95155261 | 92478772 | 83720636 | 92250107 | 82679444 | 94567383 | 89058681
Michigan | ..Independent power producers | 19924161 | 18626790 | 19735665 | 17612759 | 17593600 | 17619977 | 14418920 | 12787845 | 12560766 | 14300177 | 12184173 | 12569865 | 10449447 | 10953505 | 11027611 | 3859411 | 4337023 | 2560189 | 2302109 | 5030864 | 2399126 | 1751367 | 1723457 | 1746821 | 1679487 | 1777210 | 1456350 | 1343056 | 1185746 | 868192 | 693687 | 638996
Michigan | ..Combined heat and power, electric | 12062068 | 16361003 | 15951611 | 14582738 | 12629847 | 14326924 | 10925817 | 7631138 | 7312667 | 11051885 | 7347404 | 7474970 | 6203600 | 7349933 | 9327166 | 9077221 | 10161162 | 13904316 | 9917144 | 10137521 | 10501594 | 10476171 | 11079892 | 11014262 | 12287614 | 12044779 | 9611129 | 9221499 | 8905594 | 7907290 | 6702210 | 6353648
Michigan | Electric power sector generation subtotal | 113437937 | 104808487 | 114569235 | 113645628 | 110162154 | 109953309 | 110714964 | 104494305 | 103044743 | 105827061 | 107141047 | 109711709 | 99440389 | 112807391 | 117140618 | 110310338 | 119328874 | 116073017 | 108853308 | 115620103 | 109968049 | 101799678 | 100678044 | 97907390 | 103531717 | 108977250 | 103546251 | 94285190 | 102341447 | 91454926 | 101963280 | 96051325
Michigan | ..Combined heat and power, commercial | 676502 | 662180 | 728986 | 867486 | 831057 | 881083 | 1012742 | 971778 | 861283 | 967956 | 788951 | 624181 | 603624 | 535131 | 627216 | 515407 | 534676 | 536342 | 503966 | 477004 | 239307 | 622156 | 683703 | 638193 | 635704 | 625592 | 562902 | 471502 | 452436 | 331497 | 578313 | 411321
Michigan | ..Combined heat and power, industrial | 1398691 | 1154054 | 1403267 | 1323981 | 1320290 | 1287397 | 1280344 | 1350907 | 1511775 | 1363033 | 1239509 | 1215481 | 1158593 | 1647284 | 1542101 | 1730994 | 1756221 | 1877911 | 1989785 | 1791980 | 1638255 | 1787762 | 1877968 | 1931810 | 2803340 | 2915466 | 3335459 | 3550695 | 3574668 | 3535515 | 3436529 | 3597089
Michigan | Industrial and commercial generation subtotal | 2075193 | 1816234 | 2132253 | 2191467 | 2151347 | 2168481 | 2293086 | 2322686 | 2373058 | 2330989 | 2028459 | 1839663 | 1762216 | 2182415 | 2169318 | 2246400 | 2290897 | 2414252 | 2493752 | 2268984 | 1877562 | 2409918 | 2561671 | 2570003 | 3439043 | 3541058 | 3898362 | 4022196 | 4027104 | 3867012 | 4014843 | 4008411
Michigan | Total net generation | 115513130 | 106624721 | 116701488 | 115837095 | 112313501 | 112121790 | 113008050 | 106816991 | 105417801 | 108158050 | 109169507 | 111551371 | 101202605 | 114989806 | 119309936 | 112556738 | 121619771 | 118487269 | 111347060 | 117889087 | 111845612 | 104209596 | 103239715 | 100477393 | 106970760 | 112518308 | 107444613 | 98307387 | 106368552 | 95321938 | 105978123 | 100059735
Michigan | Total international imports | 5282204 | 5790141 | 6047749 | 6540049 | 5734967 | 7837006 | 8481253 | 6175525 | 6032954 | 4572066 | 4525243 | 6117627 | 7576434 | 6305172 | 1681860 | 357046 | 1681055 | 2054387 | 1253352 | 240232 | 74012 | 1328760 | 889216 | 2027472 | 3384292 | 2125829 | 5800588 | 6910227 | 2419866 | 83476 | 107629 | 39599
Michigan | Net interstate imports | 0 | 0 | 0 | 0 | 0 | 0 | 0 | 0 | 1251369 | 2227684 | 899647 | 0 | 204074 | 0 | 1857500 | 9749351 | 4207616 | 4401794 | 13442948 | 2644718 | 3595157 | 13581288 | 13892710 | 13319056 | 806667 | 0 | 0 | 0 | 0 | 0 | 0 | 3135880
Michigan | Total supply | 120795334 | 112414862 | 122749237 | 122377144 | 118048468 | 119958796 | 121489303 | 112992516 | 112702124 | 114957800 | 114594397 | 117668998 | 108983113 | 121294978 | 122849296 | 122663135 | 127508442 | 124943450 | 126043360 | 120774037 | 115514781 | 119119644 | 118021641 | 115823921 | 111161719 | 114644137 | 113245201 | 105217614 | 108788418 | 95405414 | 106085752 | 103235214
Michigan | Disposition
Michigan | Sales to ultimate customers
Michigan | ..Full service providers | 90795892 | 88672937 | 91921848 | 95568004 | 92588972 | 94935158 | 92569534 | 91446084 | 92605231 | 95173582 | 95230803 | 94564763 | 93654152 | 102320575 | 104526113 | 101899292 | 98602601 | 92097202 | 96659455 | 100213318 | 101776743 | 104370569 | 103479677 | 100506195 | 97390660 | 96301566 | 94701134 | 91159987 | 87588602 | 83840225 | 84518543 | 82366869
Michigan | ..Energy-only providers | 8639559 | 7945332 | 8911569 | 8870771 | 8906962 | 9116127 | 9305012 | 11451880 | 9992639 | 9198981 | 9361428 | 9083972 | 4046710 | 2999260 | 4292693 | 5619061 | 11333864 | 13991287 | 10112012 | 4500202 | 632604 | 401647 | 501329 | 0 | 0 | 0 | 0 | 0 | 0 | 0 | 0 | 0
Michigan | ..Facility direct sales | 377830 | 393637 | 415876 | 430721 | 403159 | 416528 | 605375 | 416134 | 440435 | 445628 | 461327 | 484 | 420152 | 461436 | 477943 | 499344 | 508098 | 517551 | 2105726 | 1565547 | 0 | 0 | 0 | 0 | 0 | 0 | 0 | 0 | 0 | 0 | 0 | 0
Michigan | Total electric industry sales | 99813281 | 97011906 | 101249293 | 104869496 | 101899093 | 104467813 | 102479921 | 103314098 | 103038305 | 104818191 | 105053558 | 103649219 | 98121014 | 105781271 | 109296749 | 108017697 | 110444563 | 106606040 | 108877193 | 106279067 | 102409347 | 104772216 | 103981006 | 100506195 | 97390660 | 96301566 | 94701134 | 91159987 | 87588602 | 83840225 | 84518543 | 82366869
Michigan | Direct use | 2380982 | 2142041 | 2340308 | 2528022 | 2399105 | 2412215 | 2090106 | 2333108 | 2359430 | 2368855 | 1927006 | 1899233 | 1792173 | 2144060 | 2005136 | 2353796 | 2584479 | 2922287 | 2919243 | 2882639 | 2821309 | 2887280 | 2973171 | 2872197 | 4098164 | 4026079 | 4436534 | 4541485 | 4557801 | 4466876 | 4371282 | 4347354
Michigan | Total international exports | 3093884 | 4083510 | 3402327 | 53295 | 29468 | 30268 | 190098 | 331263 | 214848 | 302005 | 456671 | 2553774 | 1939287 | 4000591 | 2887818 | 2473613 | 4411246 | 5258329 | 4817768 | 2474343 | 2175612 | 1656102 | 1108301 | 3561049 | 2004494 | 219123 | 40982 | 1172 | 28736 | 314833 | 553719 | 10957882
Michigan | Estimated losses | 4695863 | 5403007 | 5490130 | 5408922 | 5543151 | 5452288 | 5112277 | 5379559 | 5535180 | 5676320 | 6491641 | 6403217 | 6246131 | 6738319 | 6917662 | 7003745 | 7381644 | 7811664 | 7994648 | 7971953 | 8008765 | 8149525 | 8157531 | 7146765 | 7342958 | 7475091 | 7228086 | 6925090 | 7010035 | 6627887 | 6489739 | 6253358
Michigan | Unaccounted | 637479 | -145736 | 252773 | 655603 | 710136 | 1296279 | 1597213 | 1335822 | 1554360 | 1792429 | 665520 | 909497 | 884508 | 1381430 | 1741932 | 0 | 0 | 0 | 0 | 0 | 0 | 0 | 0 | 0 | 0 | 0 | 0 | 0 | 0 | 0 | 0 | 0
Michigan | Net interstate exports | 10173844 | 3920134 | 10014406 | 8861806 | 7467515 | 6299933 | 10019688 | 298666 | 0 | 0 | 0 | 2254058 | 0 | 1249307 | 0 | 0 | 0 | 0 | 0 | 0 | 0 | 0 | 0 | 0 | 0 | 6249131 | 6602996 | 2971852 | 10072794 | 740387 | 10864462 | 0
Michigan | Total disposition | 120795334 | 112414862 | 122749237 | 122377144 | 118048468 | 119958796 | 121489303 | 112992516 | 112702124 | 114957800 | 114594397 | 117668998 | 108983113 | 121294978 | 122849296 | 122663135 | 127508442 | 124943450 | 126043360 | 120774037 | 115514781 | 119119644 | 118021641 | 115823921 | 111161719 | 114644137 | 113245201 | 105217614 | 108788418 | 95405414 | 106085752 | 103235214
Michigan | Net interstate trade | 10173844 | 3920134 | 10014406 | 8861806 | 7467515 | 6299933 | 10019688 | 298666 | -1251369 | -2227684 | -899647 | 2254058 | -204074 | 1249307 | -1857500 | -9749351 | -4207616 | -4401794 | -13442948 | -2644718 | -3595157 | -13581288 | -13892710 | -13319056 | -806667 | 6249131 | 6602996 | 2971852 | 10072794 | 740387 | 10864462 | -3135880
Michigan | Net trade index (ratio) | 1.09 | 1.04 | 1.09 | 1.08 | 1.07 | 1.06 | 1.09 | 1 | 0.99 | 0.98 | 0.99 | 1.02 | 1 | 1.01 | 0.98 | 0.92 | 0.97 | 0.96 | 0.89 | 0.98 | 0.97 | 0.89 | 0.88 | 0.89 | 0.99 | 1.06 | 1.06 | 1.03 | 1.1 | 1.01 | 1.11 | 0.97
Michigan | Facility Direct Sales are electricity sales from non utility power producers which reported electricity sales to an ultimate customer. Net Interstate Trade = Total Supply - (Total Electric Industry Sales + Direct Use + Total International Exports (if applies) + Estimated Losses). Net Trade Index is the sum of Total Supply / (Total Disposition - Net Interstate Trade). A negative Net Interstate Trade value indicates a net import of electric power. Notes: Totals may not equal sum of components because of independent rounding. Estimated Losses are reported at the utility level, and then allocated to States based on the utility`s salesto ultimate customers by State. Reported losses may include electricity unaccounted for by the utility. Direct use is commercial or industrial use of electricity that (1) is self-generated (2) is produced by either the same entity that consumes the power or an affiliate,and (3) is used in direct support of a service or industrial process located within the same facility or group of facilities that houses the generating equipment. Direct use is exclusive of station use. Beginning with publication year 2010, Total disposition has been reorganized to include Net Interstate Trade. Therefore, Total Disposition equals Total Supply. Sources: U.S. Energy Information Administration, Form EIA-923, Power Plant Operations Report and predecessor forms. U.S. Energy Information Administration,Form EIA-860, Annual Electric Generator Report. U.S. Energy Information Administration, Form EIA-861, Annual Electric Power Industry Report. Form EIA-111, Quarterly Imports and Exports Report.
Minnesota
Minnesota | megawatthours
Minnesota | Category | Year 2021 | Year 2020 | Year 2019 | Year 2018 | Year 2017 | Year 2016 | Year 2015 | Year 2014 | Year 2013 | Year 2012 | Year 2011 | Year 2010 | Year 2009 | Year 2008 | Year 2007 | Year 2006 | Year 2005 | Year 2004 | Year 2003 | Year 2002 | Year 2001 | Year 2000 | Year 1999 | Year 1998 | Year 1997 | Year 1996 | Year 1995 | Year 1994 | Year 1993 | Year 1992 | Year 1991 | Year 1990
Minnesota | Supply
Minnesota | Generation
Minnesota | ..Electric utilities | 42497093 | 40271149 | 44812410 | 48577299 | 45689793 | 47984837 | 45816979 | 45963271 | 41155904 | 42338049 | 44310941 | 45428599 | 44442211 | 46758314 | 47793039 | 46710674 | 46791349 | 47232462 | 49576276 | 48568719 | 44798014 | 46615673 | 44153826 | 43976935 | 40302526 | 41791506 | 42502869 | 40917280 | 41254101 | 37783876 | 40427575 | 41549628
Minnesota | ..Independent power producers | 14196983 | 13968407 | 12372476 | 10644276 | 10746352 | 9206952 | 9003450 | 9000946 | 7976975 | 8083809 | 6687174 | 5909307 | 5851191 | 5472490 | 3774180 | 4135917 | 3332250 | 2792249 | 2858498 | 1205777 | 1424006 | 1067259 | 831725 | 505638 | 445402 | 432024 | 398961 | 329811 | 294196 | 315608 | 174474 | 239506
Minnesota | ..Combined heat and power, electric | 1193198 | 1083559 | 876863 | 771360 | 632095 | 679202 | 515907 | 435650 | 493800 | 835479 | 385298 | 559934 | 627532 | 783566 | 1142969 | 638659 | 937990 | 308692 | 697304 | 552381 | 510126 | 605049 | 605974 | 650177 | 50352 | 0 | 0 | 0 | 0 | 0 | 0 | 0
Minnesota | Electric power sector generation subtotal | 57887274 | 55323115 | 58061748 | 59992934 | 57068240 | 57870991 | 55336336 | 55399867 | 49626679 | 51257337 | 51383413 | 51897840 | 50920935 | 53014370 | 52710188 | 51485250 | 51061589 | 50333403 | 53132078 | 50326877 | 46732146 | 48287982 | 45591525 | 45132750 | 40798280 | 42223530 | 42901830 | 41247091 | 41548297 | 38099484 | 40602049 | 41789134
Minnesota | ..Combined heat and power, commercial | 301166 | 209278 | 190941 | 193037 | 183772 | 204417 | 190619 | 214945 | 183285 | 172657 | 166894 | 142872 | 130034 | 98214 | 97395 | 104022 | 108350 | 107087 | 116934 | 123654 | 136561 | 127160 | 130607 | 123878 | 129405 | 121272 | 92005 | 84744 | 85727 | 101121 | 95958 | 101121
Minnesota | ..Combined heat and power, industrial | 1007329 | 977750 | 1126700 | 1331470 | 1496819 | 1403344 | 1452813 | 1383519 | 1487023 | 1324439 | 1569754 | 1629514 | 1440881 | 1650776 | 1670064 | 1648517 | 1849056 | 1923637 | 1801984 | 2327435 | 1654521 | 3008198 | 2797248 | 2761277 | 2312611 | 1983636 | 2177052 | 2565819 | 2406611 | 2058281 | 1434103 | 1180121
Minnesota | Industrial and commercial generation subtotal | 1308494 | 1187028 | 1317641 | 1524507 | 1680592 | 1607761 | 1643432 | 1598463 | 1670308 | 1497097 | 1736648 | 1772387 | 1570914 | 1748990 | 1767458 | 1752539 | 1957406 | 2030724 | 1918918 | 2451089 | 1791082 | 3135357 | 2927855 | 2885155 | 2442015 | 2104908 | 2269056 | 2650563 | 2492338 | 2159401 | 1530061 | 1281242
Minnesota | Total net generation | 59195769 | 56510143 | 59379390 | 61517441 | 58748831 | 59478753 | 56979768 | 56998330 | 51296988 | 52754433 | 53120061 | 53670227 | 52491849 | 54763360 | 54477646 | 53237789 | 53018995 | 52364127 | 55050995 | 52777966 | 48523228 | 51423339 | 48519380 | 48017905 | 43240296 | 44328439 | 45170886 | 43897654 | 44040634 | 40258885 | 42132110 | 43070375
Minnesota | Total international imports | 2837777 | 2905196 | 7983973 | 4200623 | 7263647 | 8510632 | 8037772 | 7189258 | 8179786 | 6973759 | 7954186 | 7782739 | 8286936 | 8777719 | 10150078 | 11216008 | 10139716 | 6152064 | 3851747 | 6605476 | 8870551 | 8516659 | 7100775 | 8953887 | 10009187 | 9092663 | 8588933 | 7855537 | 6710873 | 5470476 | 3120975 | 1741988
Minnesota | Net interstate imports | 10173176 | 9515783 | 4919181 | 8798333 | 6759806 | 4130058 | 7185111 | 10563296 | 15273728 | 14588588 | 13483638 | 12878512 | 9457250 | 12568565 | 13333968 | 13130798 | 12751842 | 16138192 | 17703983 | 12980751 | 10371899 | 7709793 | 10022208 | 7428906 | 9271152 | 8550150 | 7127095 | 5735100 | 5174183 | 7671345 | 9623560 | 9042789
Minnesota | Total supply | 72206722 | 68931122 | 72282544 | 74516397 | 72772284 | 72119443 | 72202651 | 74750884 | 74750502 | 74316780 | 74557885 | 74331478 | 70236035 | 76109644 | 77961692 | 77584595 | 75910553 | 74654383 | 76606725 | 72364193 | 67765678 | 67649791 | 65642363 | 64400698 | 62520635 | 61971252 | 60886914 | 57488291 | 55925690 | 53400706 | 54876645 | 53855152
Minnesota | Disposition
Minnesota | Sales to ultimate customers
Minnesota | ..Full service providers | 65778780 | 63460564 | 66162260 | 67946831 | 66182020 | 65923426 | 65862865 | 67898619 | 67701977 | 67144577 | 67750904 | 67034729 | 63397981 | 68154845 | 68225067 | 66769931 | 66019053 | 63340315 | 62501531 | 62162361 | 60686852 | 59782089 | 57399085 | 56744047 | 55674293 | 54941699 | 53958771 | 51155105 | 49210670 | 47412154 | 48754597 | 47166915
Minnesota | ..Energy-only providers | 0 | 0 | 0 | 0 | 0 | 0 | 0 | 0 | 0 | 0 | 0 | 0 | 0 | 0 | 0 | 0 | 0 | 0 | 0 | 0 | 0 | 0 | 0 | 0 | 0 | 0 | 0 | 0 | 0 | 0 | 0 | 0
Minnesota | ..Facility direct sales | 810388 | 594042 | 803334 | 761551 | 970560 | 623066 | 716369 | 820748 | 942126 | 843958 | 781804 | 764977 | 606482 | 639293 | 6115 | 0 | 0 | 0 | 585808 | 663691 | 0 | 0 | 0 | 0 | 0 | 0 | 0 | 0 | 0 | 0 | 0 | 0
Minnesota | Total electric industry sales | 66589168 | 64054606 | 66965594 | 68708382 | 67152580 | 66546492 | 66579234 | 68719367 | 68644103 | 67988535 | 68532708 | 67799706 | 64004463 | 68794138 | 68231182 | 66769931 | 66019053 | 63340315 | 63087339 | 62826052 | 60686852 | 59782089 | 57399085 | 56744047 | 55674293 | 54941699 | 53958771 | 51155105 | 49210670 | 47412154 | 48754597 | 47166915
Minnesota | Direct use | 1399578 | 1337630 | 1414542 | 1485718 | 1433344 | 1240242 | 1147220 | 1123692 | 1120909 | 1024472 | 1111847 | 1071880 | 1085600 | 1024850 | 1035562 | 1666353 | 1466608 | 2931271 | 2928218 | 2891501 | 2829982 | 3001076 | 2858845 | 2899574 | 2313512 | 2108810 | 2279616 | 2651372 | 2486625 | 2132519 | 1432665 | 1272998
Minnesota | Total international exports | 659904 | 67638 | 104091 | 348942 | 65379 | 33839 | 117170 | 441090 | 262439 | 459296 | 244287 | 676451 | 494647 | 1010032 | 3288985 | 3290575 | 2328373 | 3541895 | 6363046 | 2431052 | 600755 | 624792 | 1103213 | 1017758 | 119906 | 255240 | 147962 | 112872 | 479646 | 45502 | 268655 | 1014279
Minnesota | Estimated losses | 3132786 | 3567474 | 3631135 | 3543817 | 3652995 | 3473133 | 3321348 | 3578213 | 3687536 | 3681848 | 4234885 | 4188514 | 4074359 | 4382220 | 4318520 | 4329287 | 4412432 | 4641325 | 4632385 | 4712559 | 4745922 | 4650046 | 4503081 | 4034939 | 4197671 | 4264668 | 4118416 | 3886066 | 3938510 | 3748110 | 3743612 | 3580950
Minnesota | Unaccounted | 425286 | -96226 | 167182 | 429538 | 467987 | 825736 | 1037678 | 888522 | 1035515 | 1162628 | 434159 | 594926 | 576966 | 898404 | 1087444 | 0 | 0 | 0 | 0 | 0 | 0 | 0 | 0 | 0 | 0 | 0 | 0 | 0 | 0 | 0 | 0 | 0
Minnesota | Net interstate exports | 0 | 0 | 0 | 0 | 0 | 0 | 0 | 0 | 0 | 0 | 0 | 0 | 0 | 0 | 0 | 0 | 0 | 0 | 0 | 0 | 0 | 0 | 0 | 0 | 0 | 0 | 0 | 0 | 0 | 0 | 0 | 0
Minnesota | Total disposition | 72206722 | 68931122 | 72282544 | 74516397 | 72772284 | 72119443 | 72202651 | 74750884 | 74750502 | 74316780 | 74557885 | 74331478 | 70236035 | 76109644 | 77961692 | 77584595 | 75910553 | 74654383 | 76606725 | 72364193 | 67765678 | 67649791 | 65642363 | 64400698 | 62520635 | 61971252 | 60886914 | 57488291 | 55925690 | 53400706 | 54876645 | 53855152
Minnesota | Net interstate trade | -10173176 | -9515783 | -4919181 | -8798333 | -6759806 | -4130058 | -7185111 | -10563296 | -15273728 | -14588588 | -13483638 | -12878512 | -9457250 | -12568565 | -13333968 | -13130798 | -12751842 | -16138192 | -17703983 | -12980751 | -10371899 | -7709793 | -10022208 | -7428906 | -9271152 | -8550150 | -7127095 | -5735100 | -5174183 | -7671345 | -9623560 | -9042789
Minnesota | Net trade index (ratio) | 0.86 | 0.86 | 0.93 | 0.88 | 0.91 | 0.94 | 0.9 | 0.86 | 0.8 | 0.8 | 0.82 | 0.83 | 0.87 | 0.83 | 0.83 | 0.83 | 0.83 | 0.78 | 0.77 | 0.82 | 0.85 | 0.89 | 0.85 | 0.88 | 0.85 | 0.86 | 0.88 | 0.9 | 0.91 | 0.86 | 0.82 | 0.83
Minnesota | Facility Direct Sales are electricity sales from non utility power producers which reported electricity sales to an ultimate customer. Net Interstate Trade = Total Supply - (Total Electric Industry Sales + Direct Use + Total International Exports (if applies) + Estimated Losses). Net Trade Index is the sum of Total Supply / (Total Disposition - Net Interstate Trade). A negative Net Interstate Trade value indicates a net import of electric power. Notes: Totals may not equal sum of components because of independent rounding. Estimated Losses are reported at the utility level, and then allocated to States based on the utility`s salesto ultimate customers by State. Reported losses may include electricity unaccounted for by the utility. Direct use is commercial or industrial use of electricity that (1) is self-generated (2) is produced by either the same entity that consumes the power or an affiliate,and (3) is used in direct support of a service or industrial process located within the same facility or group of facilities that houses the generating equipment. Direct use is exclusive of station use. Beginning with publication year 2010, Total disposition has been reorganized to include Net Interstate Trade. Therefore, Total Disposition equals Total Supply. Sources: U.S. Energy Information Administration, Form EIA-923, Power Plant Operations Report and predecessor forms. U.S. Energy Information Administration,Form EIA-860, Annual Electric Generator Report. U.S. Energy Information Administration, Form EIA-861, Annual Electric Power Industry Report. Form EIA-111, Quarterly Imports and Exports Report.
Mississippi
Mississippi | megawatthours
Mississippi | Category | Year 2021 | Year 2020 | Year 2019 | Year 2018 | Year 2017 | Year 2016 | Year 2015 | Year 2014 | Year 2013 | Year 2012 | Year 2011 | Year 2010 | Year 2009 | Year 2008 | Year 2007 | Year 2006 | Year 2005 | Year 2004 | Year 2003 | Year 2002 | Year 2001 | Year 2000 | Year 1999 | Year 1998 | Year 1997 | Year 1996 | Year 1995 | Year 1994 | Year 1993 | Year 1992 | Year 1991 | Year 1990
Mississippi | Supply
Mississippi | Generation
Mississippi | ..Electric utilities | 62629589 | 61840507 | 61365560 | 53310877 | 51510004 | 54759578 | 56272953 | 47084382 | 45413403 | 41844010 | 41831306 | 40841436 | 34759024 | 33796221 | 34426533 | 34158706 | 30619168 | 32838145 | 31358938 | 35099283 | 47550273 | 33896003 | 32212133 | 31991676 | 31227619 | 28838302 | 26395165 | 26222313 | 23234028 | 20487946 | 23305127 | 22923971
Mississippi | ..Independent power producers | 3195788 | 2767113 | 2702100 | 8248126 | 6291252 | 6184892 | 6564984 | 6190824 | 4579927 | 9738615 | 7884188 | 11778569 | 12129173 | 12652637 | 13717712 | 10182120 | 12703664 | 9060330 | 7307774 | 5027769 | 2277372 | 1403816 | 256653 | 4059 | 4904 | 3509 | 3002 | 2697 | 3279 | 0 | 0 | 0
Mississippi | ..Combined heat and power, electric | 0 | 0 | 0 | 0 | 0 | 0 | 0 | 0 | 0 | 0 | 0 | 0 | 0 | 0 | 0 | 0 | 0 | 0 | 0 | 1365736 | 1439576 | 0 | 0 | 0 | 0 | 0 | 0 | 0 | 0 | 0 | 0 | 0
Mississippi | Electric power sector generation subtotal | 65825377 | 64607620 | 64067660 | 61559003 | 57801256 | 60944470 | 62837937 | 53275206 | 49993330 | 51582625 | 49715494 | 52620005 | 46888197 | 46448859 | 48144245 | 44340826 | 43322832 | 41898475 | 38666712 | 41492788 | 51267221 | 35299819 | 32468786 | 31995735 | 31232523 | 28841811 | 26398167 | 26225010 | 23237307 | 20487946 | 23305127 | 22923971
Mississippi | ..Combined heat and power, commercial | 0 | 0 | 0 | 0 | 5358 | 0 | 7117 | 20988 | 22550 | 21552 | 24073 | 22368 | 24052 | 11918 | 11675 | 6586 | 19394 | 24549 | 26174 | 25798 | 22768 | 25798 | 25084 | 21861 | 24477 | 24355 | 22569 | 22282 | 22829 | 23617 | 0 | 0
Mississippi | ..Combined heat and power, industrial | 1898120 | 1974146 | 1891100 | 1914768 | 1921023 | 1936825 | 1912810 | 1830898 | 2794384 | 2980118 | 1831376 | 1844888 | 1789235 | 1744934 | 1887767 | 1881436 | 1725227 | 1739589 | 1455392 | 1370226 | 2156463 | 2288945 | 2351101 | 2391461 | 2421952 | 2411115 | 2560125 | 2423205 | 2681389 | 2623401 | 2571488 | 2277447
Mississippi | Industrial and commercial generation subtotal | 1898120 | 1974146 | 1891100 | 1914768 | 1926381 | 1936825 | 1919927 | 1851886 | 2816934 | 3001670 | 1855449 | 1867255 | 1813287 | 1756852 | 1899441 | 1888021 | 1744621 | 1764138 | 1481566 | 1396024 | 2179231 | 2314743 | 2376185 | 2413322 | 2446429 | 2435471 | 2582694 | 2445487 | 2704218 | 2647018 | 2571488 | 2277447
Mississippi | Total net generation | 67723497 | 66581766 | 65958760 | 63473771 | 59727637 | 62881295 | 64757864 | 55127092 | 52810264 | 54584295 | 51570943 | 54487260 | 48701484 | 48205711 | 50043686 | 46228847 | 45067453 | 43662613 | 40148278 | 42888812 | 53446452 | 37614562 | 34844971 | 34409057 | 33678952 | 31277282 | 28980862 | 28670497 | 25941525 | 23134964 | 25876615 | 25201418
Mississippi | Total international imports | 0 | 0 | 0 | 0 | 0 | 0 | 0 | 0 | 0 | 0 | 0 | 0 | 0 | 0 | 0 | 0 | 0 | 0 | 0 | 0 | 0 | 0 | 0 | 0 | 0 | 0 | 0 | 0 | 0 | 0 | 0 | 0
Mississippi | Net interstate imports | 0 | 0 | 0 | 0 | 0 | 0 | 0 | 0 | 1097948 | 0 | 2882995 | 503319 | 2575483 | 5054916 | 3894890 | 5997499 | 6092172 | 8018602 | 10562162 | 7704961 | 0 | 13214383 | 14605799 | 13075003 | 11253984 | 13231391 | 13646931 | 12410270 | 13211682 | 14274106 | 11108581 | 10791733
Mississippi | Total supply | 67723497 | 66581766 | 65958760 | 63473771 | 59727637 | 62881295 | 64757864 | 55127092 | 53908212 | 54584295 | 54453938 | 54990579 | 51276967 | 53260627 | 53938576 | 52226346 | 51159625 | 51681215 | 50710440 | 50593773 | 53446452 | 50828945 | 49450770 | 47484060 | 44932936 | 44508673 | 42627793 | 41080767 | 39153207 | 37409070 | 36985196 | 35993151
Mississippi | Disposition
Mississippi | Sales to ultimate customers
Mississippi | ..Full service providers | 48015364 | 46482040 | 48945701 | 50383940 | 47822944 | 49050164 | 48691529 | 49408631 | 48781990 | 48387675 | 49337557 | 49687166 | 46049154 | 47721235 | 48153181 | 46936437 | 45901064 | 46032538 | 45543881 | 45451850 | 44286865 | 45336178 | 43979792 | 42510238 | 40088725 | 39622374 | 37868480 | 36626569 | 34749301 | 33241190 | 33019383 | 32127077
Mississippi | ..Energy-only providers | 0 | 0 | 0 | 0 | 0 | 0 | 0 | 0 | 0 | 0 | 0 | 0 | 0 | 0 | 0 | 0 | 0 | 0 | 0 | 0 | 0 | 0 | 0 | 0 | 0 | 0 | 0 | 0 | 0 | 0 | 0 | 0
Mississippi | ..Facility direct sales | 0 | 0 | 5325 | 6128 | 5843 | 0 | 0 | 0 | 0 | 0 | 0 | 0 | 0 | 0 | 0 | 0 | 0 | 0 | 0 | 0 | 0 | 0 | 0 | 0 | 0 | 0 | 0 | 0 | 0 | 0 | 0 | 0
Mississippi | Total electric industry sales | 48015364 | 46482040 | 48951026 | 50390068 | 47828787 | 49050164 | 48691529 | 49408631 | 48781990 | 48387675 | 49337557 | 49687166 | 46049154 | 47721235 | 48153181 | 46936437 | 45901064 | 46032538 | 45543881 | 45451850 | 44286865 | 45336178 | 43979792 | 42510238 | 40088725 | 39622374 | 37868480 | 36626569 | 34749301 | 33241190 | 33019383 | 32127077
Mississippi | Direct use | 1812368 | 1890489 | 1802863 | 1842491 | 1848406 | 1858114 | 1847958 | 1763652 | 1769782 | 1880883 | 1755077 | 1797858 | 1881334 | 1876320 | 1970213 | 1963919 | 1166405 | 2385239 | 2382755 | 2352877 | 2302818 | 2329385 | 2381026 | 2417381 | 2444783 | 2385205 | 2554001 | 2413746 | 2656643 | 2633837 | 2539517 | 2205496
Mississippi | Total international exports | 0 | 0 | 0 | 0 | 0 | 0 | 0 | 0 | 0 | 0 | 0 | 0 | 0 | 0 | 0 | 0 | 0 | 0 | 0 | 0 | 0 | 0 | 0 | 0 | 0 | 0 | 0 | 0 | 0 | 0 | 0 | 0
Mississippi | Estimated losses | 2258954 | 2588783 | 2654315 | 2599001 | 2601811 | 2559981 | 2429009 | 2572704 | 2620551 | 2620384 | 3048747 | 3069562 | 2931371 | 3039866 | 3047734 | 3043306 | 3067831 | 3373080 | 3344202 | 3409326 | 3463386 | 3526396 | 3450308 | 3022805 | 3022568 | 3075555 | 2890321 | 2782386 | 2781113 | 2627842 | 2535386 | 2439113
Mississippi | Unaccounted | 306661 | -69828 | 122208 | 315019 | 333319 | 608635 | 758887 | 638840 | 735889 | 827447 | 312556 | 435993 | 415108 | 623206 | 767448 | 0 | 0 | 0 | 0 | 0 | 0 | 0 | 0 | 0 | 0 | 0 | 0 | 0 | 0 | 0 | 0 | 0
Mississippi | Net interstate exports | 15330151 | 15690282 | 12428348 | 8327192 | 7115313 | 8804401 | 11030481 | 743265 | 0 | 867906 | 0 | 0 | 0 | 0 | 0 | 0 | 0 | 0 | 0 | 0 | 4431908 | 0 | 0 | 0 | 0 | 0 | 0 | 0 | 0 | 0 | 0 | 0
Mississippi | Total disposition | 67723497 | 66581766 | 65958760 | 63473771 | 59727637 | 62881295 | 64757864 | 55127092 | 53908212 | 54584295 | 54453938 | 54990579 | 51276967 | 53260627 | 53938576 | 52226346 | 51159625 | 51681215 | 50710440 | 50593773 | 53446452 | 50828945 | 49450770 | 47484060 | 44932936 | 44508673 | 42627793 | 41080767 | 39153207 | 37409070 | 36985196 | 35993151
Mississippi | Net interstate trade | 15330151 | 15690282 | 12428348 | 8327192 | 7115313 | 8804401 | 11030481 | 743265 | -1097948 | 867906 | -2882995 | -503319 | -2575483 | -5054916 | -3894890 | -5997499 | -6092172 | -8018602 | -10562162 | -7704961 | 4431908 | -13214383 | -14605799 | -13075003 | -11253984 | -13231391 | -13646931 | -12410270 | -13211682 | -14274106 | -11108581 | -10791733
Mississippi | Net trade index (ratio) | 1.29 | 1.31 | 1.23 | 1.15 | 1.14 | 1.16 | 1.21 | 1.01 | 0.98 | 1.02 | 0.95 | 0.99 | 0.95 | 0.91 | 0.93 | 0.89 | 0.88 | 0.84 | 0.79 | 0.85 | 1.09 | 0.74 | 0.7 | 0.72 | 0.75 | 0.7 | 0.68 | 0.7 | 0.66 | 0.62 | 0.7 | 0.7
Mississippi | Facility Direct Sales are electricity sales from non utility power producers which reported electricity sales to an ultimate customer. Net Interstate Trade = Total Supply - (Total Electric Industry Sales + Direct Use + Total International Exports (if applies) + Estimated Losses). Net Trade Index is the sum of Total Supply / (Total Disposition - Net Interstate Trade). A negative Net Interstate Trade value indicates a net import of electric power. Notes: Totals may not equal sum of components because of independent rounding. Estimated Losses are reported at the utility level, and then allocated to States based on the utility`s salesto ultimate customers by State. Reported losses may include electricity unaccounted for by the utility. Direct use is commercial or industrial use of electricity that (1) is self-generated (2) is produced by either the same entity that consumes the power or an affiliate,and (3) is used in direct support of a service or industrial process located within the same facility or group of facilities that houses the generating equipment. Direct use is exclusive of station use. Beginning with publication year 2010, Total disposition has been reorganized to include Net Interstate Trade. Therefore, Total Disposition equals Total Supply. Sources: U.S. Energy Information Administration, Form EIA-923, Power Plant Operations Report and predecessor forms. U.S. Energy Information Administration,Form EIA-860, Annual Electric Generator Report. U.S. Energy Information Administration, Form EIA-861, Annual Electric Power Industry Report. Form EIA-111, Quarterly Imports and Exports Report.
Missouri
Missouri | megawatthours
Missouri | Category | Year 2021 | Year 2020 | Year 2019 | Year 2018 | Year 2017 | Year 2016 | Year 2015 | Year 2014 | Year 2013 | Year 2012 | Year 2011 | Year 2010 | Year 2009 | Year 2008 | Year 2007 | Year 2006 | Year 2005 | Year 2004 | Year 2003 | Year 2002 | Year 2001 | Year 2000 | Year 1999 | Year 1998 | Year 1997 | Year 1996 | Year 1995 | Year 1994 | Year 1993 | Year 1992 | Year 1991 | Year 1990
Missouri | Supply
Missouri | Generation
Missouri | ..Electric utilities | 70529142 | 66734468 | 72581295 | 79780367 | 81060603 | 75449280 | 80878917 | 85271253 | 89217205 | 88747138 | 92620740 | 90176805 | 86704766 | 89178555 | 89925724 | 91118304 | 90159045 | 86419717 | 86102107 | 79796801 | 78990878 | 76283550 | 73504882 | 74894188 | 71073239 | 67827241 | 65400254 | 61519090 | 53202268 | 56627107 | 60120689 | 59010858
Missouri | ..Independent power producers | 6138746 | 5581061 | 5410192 | 5013733 | 3263785 | 2859905 | 2514338 | 2294366 | 2127559 | 2796677 | 1997909 | 1842611 | 1382896 | 1422675 | 819998 | 164770 | 319094 | 828119 | 783437 | 1038781 | 226090 | 0 | 0 | 0 | 0 | 0 | 0 | 0 | 0 | 0 | 0 | 0
Missouri | ..Combined heat and power, electric | 35308 | 38710 | 61404 | 84107 | 61601 | 56361 | 39631 | 52280 | 58545 | 49454 | 40925 | 54513 | 41372 | 126817 | 44941 | 30407 | 5236 | 46230 | 0 | 0 | 0 | 0 | 0 | 0 | 0 | 0 | 0 | 0 | 0 | 0 | 0 | 0
Missouri | Electric power sector generation subtotal | 76703196 | 72354239 | 78052891 | 84878207 | 84385990 | 78365546 | 83432886 | 87617899 | 91403309 | 91593269 | 94659574 | 92073929 | 88129034 | 90728047 | 90790663 | 91313481 | 90483375 | 87294066 | 86885544 | 80835582 | 79216968 | 76283550 | 73504882 | 74894188 | 71073239 | 67827241 | 65400254 | 61519090 | 53202268 | 56627107 | 60120689 | 59010858
Missouri | ..Combined heat and power, commercial | 194533 | 173687 | 191502 | 174501 | 174556 | 198724 | 163979 | 165276 | 165911 | 159504 | 145672 | 124625 | 104410 | 151060 | 194007 | 200749 | 162746 | 155288 | 134075 | 140367 | 137462 | 145284 | 141028 | 116623 | 117933 | 120278 | 140040 | 156960 | 149194 | 127583 | 144693 | 157956
Missouri | ..Combined heat and power, industrial | 43681 | 39954 | 34358 | 42676 | 46185 | 47243 | 43202 | 51293 | 57373 | 51548 | 71150 | 114435 | 120828 | 149688 | 168412 | 172114 | 182109 | 183557 | 205468 | 186249 | 190445 | 165105 | 169800 | 176535 | 183014 | 175009 | 180664 | 201628 | 201506 | 196983 | 209343 | 184016
Missouri | Industrial and commercial generation subtotal | 238214 | 213641 | 225860 | 217177 | 220741 | 245967 | 207181 | 216569 | 223284 | 211052 | 216822 | 239060 | 225238 | 300748 | 362418 | 372862 | 344855 | 338844 | 339543 | 326616 | 327907 | 310389 | 310828 | 293159 | 300947 | 295286 | 320703 | 358588 | 350700 | 324566 | 354036 | 341972
Missouri | Total net generation | 76941410 | 72567879 | 78278751 | 85095384 | 84606731 | 78611513 | 83640067 | 87834468 | 91626593 | 91804321 | 94876397 | 92312989 | 88354272 | 91028795 | 91153081 | 91686343 | 90828230 | 87632910 | 87225087 | 81162198 | 79544875 | 76593939 | 73815710 | 75187347 | 71374186 | 68122527 | 65720957 | 61877678 | 53552968 | 56951673 | 60474725 | 59352830
Missouri | Total international imports | 0 | 0 | 0 | 0 | 0 | 0 | 0 | 0 | 1787 | 11573 | 11641 | 3622 | 669248 | 208971 | 834 | 2975 | 12308 | 0 | 0 | 136 | 0 | 0 | 3559 | 599 | 1160 | 0 | 450 | 0 | 0 | 0 | 0 | 0
Missouri | Net interstate imports | 5266398 | 7529348 | 5329883 | 1982510 | 0 | 5398905 | 3468206 | 1772795 | 0 | 0 | 0 | 100799 | 0 | 0 | 1294914 | 0 | 0 | 0 | 0 | 2341873 | 1480366 | 4846461 | 3811422 | 1893028 | 2272656 | 4713691 | 4358395 | 5070808 | 12494360 | 4277395 | 2823115 | 1057567
Missouri | Total supply | 82207808 | 80097227 | 83608634 | 87077894 | 84606731 | 84010418 | 87108273 | 89607263 | 91628380 | 91815894 | 94888038 | 92417410 | 89023520 | 91237766 | 92448829 | 91689318 | 90840538 | 87632910 | 87225087 | 83504207 | 81025241 | 81440400 | 77630691 | 77080974 | 73648002 | 72836218 | 70079802 | 66948486 | 66047328 | 61229068 | 63297840 | 60410397
Missouri | Disposition
Missouri | Sales to ultimate customers
Missouri | ..Full service providers | 77763041 | 75725712 | 78857775 | 82055835 | 76461419 | 78618056 | 81504081 | 83878397 | 83406957 | 82435359 | 84254841 | 86085117 | 79878114 | 84275150 | 85512809 | 81995540 | 80920922 | 74034612 | 74219824 | 75000629 | 73213157 | 72642699 | 68975652 | 68985563 | 65672525 | 64843243 | 62258967 | 59692758 | 58622069 | 54410855 | 56514156 | 53924637
Missouri | ..Energy-only providers | 0 | 0 | 0 | 0 | 0 | 0 | 0 | 0 | 0 | 0 | 0 | 0 | 0 | 0 | 0 | 0 | 0 | 0 | 0 | 0 | 0 | 0 | 69318 | 24373 | 38806 | 0 | 0 | 0 | 0 | 0 | 0 | 0
Missouri | ..Facility direct sales | 0 | 0 | 0 | 0 | 0 | 0 | 0 | 0 | 0 | 0 | 0 | 0 | 19186 | 106526 | 20041 | 19690 | 19572 | 19684 | 20064 | 20013 | 0 | 0 | 0 | 0 | 0 | 0 | 0 | 0 | 0 | 0 | 0 | 0
Missouri | Total electric industry sales | 77763041 | 75725712 | 78857775 | 82055835 | 76461419 | 78618056 | 81504081 | 83878397 | 83406957 | 82435359 | 84254841 | 86085117 | 79897300 | 84381676 | 85532850 | 82015230 | 80940494 | 74054296 | 74239888 | 75020642 | 73213157 | 72642699 | 69044970 | 69009936 | 65711331 | 64843243 | 62258967 | 59692758 | 58622069 | 54410855 | 56514156 | 53924637
Missouri | Direct use | 289639 | 267786 | 278013 | 276831 | 287574 | 313675 | 268017 | 276799 | 282997 | 229605 | 232858 | 256411 | 245721 | 310758 | 138902 | 160160 | 292893 | 305146 | 304828 | 301006 | 294602 | 308583 | 310124 | 293159 | 300947 | 295286 | 320703 | 358588 | 348607 | 322032 | 353331 | 337933
Missouri | Total international exports | 0 | 0 | 0 | 0 | 0 | 0 | 0 | 0 | 0 | 1197 | 201 | 2360 | 10786 | 15400 | 300 | 10 | 2087 | 6276 | 208 | 136 | 0 | 0 | 122 | 314 | 0 | 0 | 0 | 0 | 0 | 0 | 0 | 0
Missouri | Estimated losses | 3658477 | 4217488 | 4275975 | 4232247 | 4159381 | 4103161 | 4065884 | 4367543 | 4480592 | 4464201 | 5206413 | 5318146 | 5086056 | 5375154 | 5413586 | 5317775 | 5409718 | 5426402 | 5451296 | 5627270 | 5725522 | 5650386 | 5416725 | 4907137 | 4954434 | 5033242 | 4751930 | 4534640 | 4691738 | 4301384 | 4339428 | 4094002
Missouri | Unaccounted | 496651 | -113759 | 196872 | 512981 | 532860 | 975525 | 1270291 | 1084524 | 1258216 | 1409674 | 533759 | 755377 | 720231 | 1101966 | 1363191 | 0 | 0 | 0 | 0 | 0 | 0 | 0 | 0 | 0 | 0 | 0 | 0 | 0 | 0 | 0 | 0 | 0
Missouri | Net interstate exports | 0 | 0 | 0 | 0 | 3165496 | 0 | 0 | 0 | 2199618 | 3275857 | 4659966 | 0 | 3063425 | 52812 | 0 | 433931 | 626940 | 4488629 | 4566697 | 0 | 0 | 0 | 0 | 0 | 0 | 0 | 0 | 0 | 0 | 0 | 0 | 0
Missouri | Total disposition | 82207808 | 80097227 | 83608634 | 87077894 | 84606731 | 84010418 | 87108273 | 89607263 | 91628380 | 91815894 | 94888038 | 92417410 | 89023520 | 91237766 | 92448829 | 91689318 | 90840538 | 87632910 | 87225087 | 83504207 | 81025241 | 81440400 | 77630691 | 77080974 | 73648002 | 72836218 | 70079802 | 66948486 | 66047328 | 61229068 | 63297840 | 60410397
Missouri | Net interstate trade | -5266398 | -7529348 | -5329883 | -1982510 | 3165496 | -5398905 | -3468206 | -1772795 | 2199618 | 3275857 | 4659966 | -100799 | 3063425 | 52812 | -1294914 | 433931 | 626940 | 4488629 | 4566697 | -2341873 | -1480366 | -4846461 | -3811422 | -1893028 | -2272656 | -4713691 | -4358395 | -5070808 | -12494360 | -4277395 | -2823115 | -1057567
Missouri | Net trade index (ratio) | 0.94 | 0.91 | 0.94 | 0.98 | 1.04 | 0.94 | 0.96 | 0.98 | 1.02 | 1.04 | 1.05 | 1 | 1.04 | 1 | 0.99 | 1 | 1.01 | 1.05 | 1.06 | 0.97 | 0.98 | 0.94 | 0.95 | 0.98 | 0.97 | 0.94 | 0.94 | 0.92 | 0.81 | 0.93 | 0.96 | 0.98
Missouri | Facility Direct Sales are electricity sales from non utility power producers which reported electricity sales to an ultimate customer. Net Interstate Trade = Total Supply - (Total Electric Industry Sales + Direct Use + Total International Exports (if applies) + Estimated Losses). Net Trade Index is the sum of Total Supply / (Total Disposition - Net Interstate Trade). A negative Net Interstate Trade value indicates a net import of electric power. Notes: Totals may not equal sum of components because of independent rounding. Estimated Losses are reported at the utility level, and then allocated to States based on the utility`s salesto ultimate customers by State. Reported losses may include electricity unaccounted for by the utility. Direct use is commercial or industrial use of electricity that (1) is self-generated (2) is produced by either the same entity that consumes the power or an affiliate,and (3) is used in direct support of a service or industrial process located within the same facility or group of facilities that houses the generating equipment. Direct use is exclusive of station use. Beginning with publication year 2010, Total disposition has been reorganized to include Net Interstate Trade. Therefore, Total Disposition equals Total Supply. Sources: U.S. Energy Information Administration, Form EIA-923, Power Plant Operations Report and predecessor forms. U.S. Energy Information Administration,Form EIA-860, Annual Electric Generator Report. U.S. Energy Information Administration, Form EIA-861, Annual Electric Power Industry Report. Form EIA-111, Quarterly Imports and Exports Report.
Pennsylvania
Pennsylvania | megawatthours
Pennsylvania | Category | Year 2021 | Year 2020 | Year 2019 | Year 2018 | Year 2017 | Year 2016 | Year 2015 | Year 2014 | Year 2013 | Year 2012 | Year 2011 | Year 2010 | Year 2009 | Year 2008 | Year 2007 | Year 2006 | Year 2005 | Year 2004 | Year 2003 | Year 2002 | Year 2001 | Year 2000 | Year 1999 | Year 1998 | Year 1997 | Year 1996 | Year 1995 | Year 1994 | Year 1993 | Year 1992 | Year 1991 | Year 1990
Pennsylvania | Supply
Pennsylvania | Generation
Pennsylvania | ..Electric utilities | 108593 | 91389 | 100130 | 150619 | 102565 | 79998 | 67115 | 90994 | 1105740 | 1037609 | 1760067 | 1086500 | 1159659 | 1224597 | 1077389 | 1311434 | 1058313 | 33900004 | 30099444 | 30537243 | 27633966 | 97075771 | 161595988 | 173903236 | 177166516 | 175022081 | 168941707 | 169029050 | 166200686 | 166034292 | 162366875 | 165682846
Pennsylvania | ..Independent power producers | 230421119 | 219235509 | 218346286 | 203742395 | 200445471 | 202475326 | 202267834 | 208034263 | 212505920 | 208732320 | 211465839 | 213653232 | 205083196 | 209081197 | 212667687 | 205075244 | 205815687 | 170336439 | 165678345 | 164018319 | 158605309 | 93923887 | 21629679 | 5231415 | 4741755 | 5190585 | 4161174 | 3330908 | 2839062 | 1891988 | 1157855 | 784435
Pennsylvania | ..Combined heat and power, electric | 7619317 | 7866814 | 7617983 | 8391946 | 9815315 | 9362626 | 9001364 | 9451338 | 9942781 | 11044872 | 11200087 | 12168048 | 10277785 | 8978185 | 9033246 | 8853567 | 7628602 | 6675843 | 6773553 | 5718126 | 6170755 | 6557648 | 7107445 | 7732456 | 7238719 | 7300615 | 7128726 | 6588009 | 6691738 | 6302005 | 4726397 | 4586829
Pennsylvania | Electric power sector generation subtotal | 238149029 | 227193712 | 226064399 | 212284960 | 210363351 | 211917950 | 211336314 | 217576595 | 223554442 | 220814801 | 224425993 | 226907780 | 216520640 | 219283979 | 222778322 | 215240245 | 214502602 | 210912286 | 202551341 | 200273688 | 192410029 | 197557306 | 190333112 | 186867107 | 189146990 | 187513281 | 180231606 | 178947967 | 175731486 | 174228284 | 168251128 | 171054110
Pennsylvania | ..Combined heat and power, commercial | 379231 | 368692 | 398945 | 373025 | 392063 | 262881 | 392125 | 417386 | 354967 | 361657 | 276699 | 256091 | 239448 | 245635 | 384695 | 399631 | 407557 | 414081 | 398926 | 443223 | 404690 | 427992 | 430820 | 433431 | 411496 | 394927 | 384696 | 380927 | 388878 | 400567 | 208107 | 228616
Pennsylvania | ..Combined heat and power, industrial | 2803174 | 2580875 | 2531986 | 2727845 | 2835880 | 2860899 | 2816828 | 3041254 | 2876222 | 2243258 | 2612030 | 2588434 | 2736055 | 2821311 | 2925323 | 3171719 | 3180966 | 3332133 | 3399246 | 3605967 | 3761875 | 3702682 | 3764115 | 3890981 | 3904709 | 3964417 | 4835008 | 4749808 | 5093770 | 4776794 | 4303475 | 4340586
Pennsylvania | Industrial and commercial generation subtotal | 3182405 | 2949567 | 2930931 | 3100870 | 3227943 | 3123780 | 3208954 | 3458639 | 3231189 | 2604915 | 2888729 | 2844526 | 2975504 | 3066946 | 3310018 | 3571350 | 3588524 | 3746215 | 3798172 | 4049190 | 4166564 | 4130674 | 4194934 | 4324413 | 4316205 | 4359344 | 5219704 | 5130734 | 5482648 | 5177360 | 4511581 | 4569202
Pennsylvania | Total net generation | 241331434 | 230143279 | 228995331 | 215385830 | 213591294 | 215041730 | 214545267 | 221035234 | 226785630 | 223419715 | 227314722 | 229752306 | 219496144 | 222350925 | 226088340 | 218811595 | 218091125 | 214658501 | 206349513 | 204322878 | 196576594 | 201687980 | 194528046 | 191191520 | 193463196 | 191872625 | 185451311 | 184078701 | 181214134 | 179405645 | 172762709 | 175623313
Pennsylvania | Total international imports | 0 | 0 | 0 | 56343 | 33402 | 314066 | 566656 | 577901 | 1141975 | 1360342 | 666640 | 768676 | 616423 | 888943 | 157589 | 31796 | 30410 | 86274 | 17906 | 380 | 0 | 0 | 13350 | 10965 | 113818 | 207183 | 22625 | 141341 | 0 | 0 | 0 | 0
Pennsylvania | Net interstate imports | 0 | 0 | 0 | 0 | 0 | 0 | 0 | 0 | 0 | 0 | 0 | 0 | 0 | 0 | 0 | 0 | 0 | 0 | 0 | 0 | 0 | 0 | 0 | 0 | 0 | 0 | 0 | 0 | 0 | 0 | 0 | 0
Pennsylvania | Total supply | 241331434 | 230143279 | 228995331 | 215442173 | 213624696 | 215355796 | 215111923 | 221613135 | 227927605 | 224780057 | 227981362 | 230520982 | 220112567 | 223239868 | 226245929 | 218843391 | 218121535 | 214744775 | 206367419 | 204323258 | 196576594 | 201687980 | 194541396 | 191202485 | 193577014 | 192079808 | 185473936 | 184220042 | 181214134 | 179405645 | 172762709 | 175623313
Pennsylvania | Disposition
Pennsylvania | Sales to ultimate customers
Pennsylvania | ..Full service providers | 53960126 | 51023267 | 50523010 | 49808523 | 45472076 | 46927424 | 48033853 | 46484296 | 47573806 | 50475950 | 65055790 | 114787417 | 132726219 | 139119036 | 140610065 | 137244377 | 137220957 | 130848050 | 127963731 | 128687762 | 115912666 | 98141900 | 96023410 | 126258034 | 127875288 | 127623026 | 126250597 | 123045049 | 119981494 | 116287618 | 116336998 | 114750659
Pennsylvania | ..Energy-only providers | 89275268 | 88653782 | 95013802 | 99153941 | 97503675 | 98386172 | 98299562 | 100192943 | 98649283 | 94111543 | 83581670 | 34176551 | 11021219 | 11281553 | 10962885 | 8905981 | 11051983 | 12653443 | 12405397 | 11132108 | 19339373 | 35703426 | 32859903 | 3948377 | 201126 | 0 | 0 | 0 | 0 | 0 | 0 | 0
Pennsylvania | ..Facility direct sales | 104760 | 43788 | 43571 | 14267 | 15145 | 14087 | 10613 | 10459 | 30674 | 122234 | 119778 | 0 | 0 | 0 | 0 | 0 | 0 | 0 | 0 | 0 | 0 | 0 | 0 | 0 | 0 | 0 | 0 | 0 | 0 | 0 | 0 | 0
Pennsylvania | Total electric industry sales | 143340154 | 139720837 | 145580383 | 148976731 | 142990896 | 145327683 | 146344028 | 146687698 | 146253763 | 144709727 | 148757238 | 148963968 | 143747438 | 150400589 | 151572950 | 146150358 | 148272940 | 143501493 | 140369128 | 139819870 | 135252039 | 133845326 | 128883313 | 130206411 | 128076414 | 127623026 | 126250597 | 123045049 | 119981494 | 116287618 | 116336998 | 114750659
Pennsylvania | Direct use | 5737298 | 5141430 | 4815514 | 5388503 | 5341515 | 5204017 | 4327783 | 4854464 | 4847618 | 3698506 | 2873888 | 2783710 | 2857324 | 4460442 | 2324383 | 2872473 | 3287425 | 4483086 | 4478416 | 4422262 | 4328175 | 4664603 | 4288063 | 4444106 | 4490246 | 4732596 | 4978952 | 4885098 | 4616387 | 4364273 | 3692195 | 3739464
Pennsylvania | Total international exports | 0 | 0 | 0 | 12341 | 1047 | 4943 | 30907 | 23640 | 33312 | 20874 | 231396 | 347966 | 445954 | 356263 | 95607 | 126611 | 316538 | 262799 | 102811 | 96160 | 0 | 0 | 29760 | 174823 | 500 | 7850 | 6900 | 0 | 0 | 0 | 0 | 0
Pennsylvania | Estimated losses | 6743649 | 7781649 | 7893934 | 7683870 | 7778480 | 7584809 | 7300467 | 7638019 | 7856699 | 7836605 | 9192250 | 9202661 | 9150592 | 9580591 | 9593427 | 9476224 | 9909931 | 10515215 | 10307042 | 10487836 | 10577178 | 10410927 | 10111170 | 9258678 | 9656570 | 9906315 | 9636107 | 9347281 | 9602557 | 9192976 | 8932913 | 8711961
Pennsylvania | Unaccounted | 915473 | -209896 | 363447 | 931344 | 996505 | 1803285 | 2280862 | 1896630 | 2206277 | 2474588 | 942386 | 1307124 | 1295806 | 1964127 | 2415714 | 0 | 0 | 0 | 0 | 0 | 0 | 0 | 0 | 0 | 0 | 0 | 0 | 0 | 0 | 0 | 0 | 0
Pennsylvania | Net interstate exports | 84594859 | 77709259 | 70342052 | 52449384 | 56516252 | 55431059 | 54827877 | 60512684 | 66729936 | 66039758 | 65984204 | 67915553 | 62615453 | 56477855 | 60243848 | 56097982 | 52545952 | 53374292 | 49974683 | 48592359 | 46888935 | 51628652 | 49598244 | 45589687 | 50027029 | 48713174 | 43352789 | 46214573 | 46031503 | 48542382 | 42458225 | 47068059
Pennsylvania | Total disposition | 241331434 | 230143279 | 228995331 | 215442173 | 213624696 | 215355796 | 215111923 | 221613135 | 227927605 | 224780057 | 227981362 | 230520982 | 220112567 | 223239868 | 226245929 | 218843391 | 218121535 | 214744775 | 206367419 | 204323258 | 196576594 | 201687980 | 194541396 | 191202485 | 193577014 | 192079808 | 185473936 | 184220042 | 181214134 | 179405645 | 172762709 | 175623313
Pennsylvania | Net interstate trade | 84594859 | 77709259 | 70342052 | 52449384 | 56516252 | 55431059 | 54827877 | 60512684 | 66729936 | 66039758 | 65984204 | 67915553 | 62615453 | 56477855 | 60243848 | 56097982 | 52545952 | 53374292 | 49974683 | 48592359 | 46888935 | 51628652 | 49598244 | 45589687 | 50027029 | 48713174 | 43352789 | 46214573 | 46031503 | 48542382 | 42458225 | 47068059
Pennsylvania | Net trade index (ratio) | 1.54 | 1.51 | 1.44 | 1.32 | 1.36 | 1.35 | 1.34 | 1.38 | 1.41 | 1.42 | 1.41 | 1.42 | 1.4 | 1.34 | 1.36 | 1.34 | 1.32 | 1.33 | 1.32 | 1.31 | 1.31 | 1.34 | 1.34 | 1.31 | 1.35 | 1.34 | 1.31 | 1.33 | 1.34 | 1.37 | 1.33 | 1.37
Pennsylvania | Facility Direct Sales are electricity sales from non utility power producers which reported electricity sales to an ultimate customer. Net Interstate Trade = Total Supply - (Total Electric Industry Sales + Direct Use + Total International Exports (if applies) + Estimated Losses). Net Trade Index is the sum of Total Supply / (Total Disposition - Net Interstate Trade). A negative Net Interstate Trade value indicates a net import of electric power. Notes: Totals may not equal sum of components because of independent rounding. Estimated Losses are reported at the utility level, and then allocated to States based on the utility`s salesto ultimate customers by State. Reported losses may include electricity unaccounted for by the utility. Direct use is commercial or industrial use of electricity that (1) is self-generated (2) is produced by either the same entity that consumes the power or an affiliate,and (3) is used in direct support of a service or industrial process located within the same facility or group of facilities that houses the generating equipment. Direct use is exclusive of station use. Beginning with publication year 2010, Total disposition has been reorganized to include Net Interstate Trade. Therefore, Total Disposition equals Total Supply. Sources: U.S. Energy Information Administration, Form EIA-923, Power Plant Operations Report and predecessor forms. U.S. Energy Information Administration,Form EIA-860, Annual Electric Generator Report. U.S. Energy Information Administration, Form EIA-861, Annual Electric Power Industry Report. Form EIA-111, Quarterly Imports and Exports Report.
Rhode Island
Rhode Island | megawatthours
Rhode Island | Category | Year 2021 | Year 2020 | Year 2019 | Year 2018 | Year 2017 | Year 2016 | Year 2015 | Year 2014 | Year 2013 | Year 2012 | Year 2011 | Year 2010 | Year 2009 | Year 2008 | Year 2007 | Year 2006 | Year 2005 | Year 2004 | Year 2003 | Year 2002 | Year 2001 | Year 2000 | Year 1999 | Year 1998 | Year 1997 | Year 1996 | Year 1995 | Year 1994 | Year 1993 | Year 1992 | Year 1991 | Year 1990
Rhode Island | Supply
Rhode Island | Generation
Rhode Island | ..Electric utilities | 2 | 4 | 83 | 44 | 2979 | 12560 | 11539 | 10670 | 10659 | 10552 | 10473 | 10827 | 10612 | 10612 | 11075 | 11008 | 10805 | 12402 | 11771 | 11836 | 0 | 10823 | 9436 | 2061351 | 3562833 | 3301111 | 653076 | 68641 | 53740 | 109308 | 171457 | 591756
Rhode Island | ..Independent power producers | 9111470 | 8695833 | 7421300 | 8170441 | 7410475 | 6494407 | 6854141 | 6203493 | 6182246 | 8246178 | 8664046 | 7696347 | 7633479 | 7323912 | 6988706 | 5875320 | 5957253 | 4891401 | 5557231 | 6927232 | 6990151 | 5406284 | 5843285 | 5028448 | 3551611 | 3963616 | 3309521 | 4191415 | 4037418 | 4314937 | 2403265 | 50168
Rhode Island | ..Combined heat and power, electric | 0 | 0 | 0 | 0 | 0 | 0 | 0 | 0 | 0 | 0 | 0 | 0 | 0 | 0 | 0 | 17876 | 18456 | 0 | 9295 | 71000 | 459334 | 505560 | 472964 | 518320 | 539135 | 379130 | 447324 | 399567 | 502446 | 291388 | 292461 | 422234
Rhode Island | Electric power sector generation subtotal | 9111472 | 8695837 | 7421383 | 8170485 | 7413454 | 6506967 | 6865680 | 6214163 | 6192905 | 8256730 | 8674519 | 7707174 | 7644091 | 7334524 | 6999781 | 5904204 | 5986514 | 4903803 | 5578297 | 7010068 | 7449485 | 5922667 | 6325685 | 7608119 | 7653579 | 7643857 | 4409921 | 4659623 | 4593604 | 4715633 | 2867183 | 1064158
Rhode Island | ..Combined heat and power, commercial | 55609 | 57243 | 57472 | 58571 | 58450 | 57918 | 73339 | 67586 | 53901 | 52306 | 47754 | 31545 | 52733 | 52742 | 49238 | 62059 | 64735 | 33220 | 42845 | 46694 | 50007 | 46566 | 48832 | 51290 | 51372 | 59719 | 56799 | 52086 | 52129 | 50008 | 39071 | 43158
Rhode Island | ..Combined heat and power, industrial | 155370 | 141860 | 145548 | 146201 | 143037 | 0 | 0 | 0 | 0 | 0 | 0 | 0 | 0 | 0 | 825 | 1461 | 2045 | 2397 | 2 | 3 | 2402 | 2311 | 2364 | 15102 | 4602 | 16459 | 21492 | 21212 | 19563 | 19563 | 19563 | 0
Rhode Island | Industrial and commercial generation subtotal | 210979 | 199103 | 203020 | 204772 | 201487 | 57918 | 73339 | 67586 | 53901 | 52306 | 47754 | 31545 | 52733 | 52742 | 50063 | 63520 | 66780 | 35616 | 42847 | 46697 | 52409 | 48877 | 51196 | 66393 | 55975 | 76178 | 78291 | 73298 | 71692 | 69571 | 58634 | 43158
Rhode Island | Total net generation | 9322451 | 8894940 | 7624403 | 8375257 | 7614941 | 6564885 | 6939019 | 6281748 | 6246807 | 8309036 | 8722273 | 7738719 | 7696824 | 7387266 | 7049844 | 5967725 | 6053294 | 4939420 | 5621145 | 7056765 | 7501894 | 5971544 | 6376881 | 7674512 | 7709554 | 7720035 | 4488212 | 4732921 | 4665296 | 4785204 | 2925818 | 1107316
Rhode Island | Total international imports | 0 | 0 | 0 | 139484 | 196271 | 142067 | 162651 | 174739 | 152551 | 0 | 608045 | 500124 | 786718 | 654095 | 556271 | 408691 | 407347 | 321929 | 144186 | 325649 | 765675 | 1947179 | 1934370 | 1765571 | 1699344 | 1325287 | 1276159 | 1179296 | 1075758 | 902319 | 537158 | 36686
Rhode Island | Net interstate imports | 0 | 0 | 356482 | 0 | 237936 | 1367735 | 1100187 | 1711791 | 1935555 | 5744 | 0 | 207115 | 0 | 488422 | 1237631 | 2390504 | 2563578 | 3613858 | 2953885 | 1033293 | 0 | 628975 | 0 | 0 | 0 | 0 | 1704929 | 1458500 | 1637013 | 1506170 | 3708699 | 6047030
Rhode Island | Total supply | 9322451 | 8894940 | 7980885 | 8514741 | 8049148 | 8074687 | 8201857 | 8168278 | 8334913 | 8314780 | 9330318 | 8445958 | 8483542 | 8529783 | 8843746 | 8766920 | 9024219 | 8875207 | 8719216 | 8415707 | 8267569 | 8547698 | 8311251 | 9440083 | 9408898 | 9045322 | 7469300 | 7370717 | 7378067 | 7193693 | 7171675 | 7191032
Rhode Island | Disposition
Rhode Island | Sales to ultimate customers
Rhode Island | ..Full service providers | 4094803 | 4067070 | 4020565 | 4108150 | 3936206 | 4023584 | 4560273 | 5074465 | 5142158 | 5015643 | 5265323 | 5351848 | 5677262 | 6723283 | 6871049 | 6770572 | 7160386 | 7043336 | 7096649 | 6633124 | 6447652 | 7120315 | 6654512 | 6868343 | 6693261 | 6604198 | 6635677 | 6571846 | 6548438 | 6392560 | 6403046 | 6418978
Rhode Island | ..Energy-only providers | 3264612 | 3251194 | 3326922 | 3473573 | 3447733 | 3500686 | 3104445 | 2568639 | 2638964 | 2692691 | 2467097 | 2447379 | 1940367 | 1095311 | 1141973 | 1028554 | 888726 | 844239 | 699977 | 927575 | 945265 | 181021 | 495561 | 19287 | 51247 | 0 | 0 | 0 | 0 | 0 | 0 | 0
Rhode Island | ..Facility direct sales | 38589 | 33277 | 2428 | 1616 | 732 | 0 | 0 | 0 | 0 | 0 | 0 | 0 | 0 | 0 | 0 | 0 | 0 | 0 | 0 | 0 | 0 | 0 | 0 | 0 | 0 | 0 | 0 | 0 | 0 | 0 | 0 | 0
Rhode Island | Total electric industry sales | 7398004 | 7351541 | 7349915 | 7583339 | 7384671 | 7524270 | 7664718 | 7643104 | 7781122 | 7708334 | 7732420 | 7799227 | 7617629 | 7818594 | 8013022 | 7799126 | 8049112 | 7887575 | 7796626 | 7560699 | 7392917 | 7301336 | 7150073 | 6887630 | 6744508 | 6604198 | 6635677 | 6571846 | 6548438 | 6392560 | 6403046 | 6418978
Rhode Island | Direct use | 198196 | 209258 | 214080 | 213519 | 211299 | 64352 | 35320 | 28310 | 18283 | 57194 | 17765 | 53446 | 56778 | 59177 | 57705 | 66119 | 69478 | 65036 | 64968 | 64153 | 62788 | 59263 | 61021 | 74062 | 59934 | 83420 | 94414 | 90364 | 219851 | 120886 | 74056 | 52582
Rhode Island | Total international exports | 0 | 0 | 0 | 1 | 0 | 1 | 0 | 65 | 128 | 0 | 621 | 43030 | 50790 | 51858 | 138146 | 89064 | 53112 | 20087 | 38473 | 0 | 0 | 362070 | 21 | 6239 | 0 | 0 | 0 | 0 | 0 | 0 | 0 | 0
Rhode Island | Estimated losses | 348050 | 409439 | 398541 | 391131 | 401715 | 392700 | 382359 | 397976 | 417999 | 417437 | 477814 | 481819 | 484919 | 498048 | 507164 | 505687 | 537968 | 577970 | 572492 | 567125 | 578152 | 567922 | 560938 | 489764 | 508515 | 512629 | 506470 | 499239 | 524096 | 505356 | 491657 | 487334
Rhode Island | Unaccounted | 47249 | -11044 | 18349 | 47408 | 51464 | 93364 | 119459 | 98823 | 117380 | 131815 | 48985 | 68436 | 68669 | 102105 | 127709 | 0 | 0 | 0 | 0 | 0 | 0 | 0 | 0 | 0 | 0 | 0 | 0 | 0 | 0 | 0 | 0 | 0
Rhode Island | Net interstate exports | 1330952 | 935746 | 0 | 279343 | 0 | 0 | 0 | 0 | 0 | 0 | 1052712 | 0 | 204758 | 0 | 0 | 0 | 0 | 0 | 0 | 0 | 85770 | 0 | 272035 | 1740659 | 1849752 | 1626994 | 0 | 0 | 0 | 0 | 0 | 0
Rhode Island | Total disposition | 9322451 | 8894940 | 7980885 | 8514741 | 8049148 | 8074687 | 8201857 | 8168278 | 8334913 | 8314780 | 9330318 | 8445958 | 8483542 | 8529783 | 8843746 | 8766920 | 9024219 | 8875207 | 8719216 | 8415707 | 8267569 | 8547698 | 8311251 | 9440083 | 9408898 | 9045322 | 7469300 | 7370717 | 7378067 | 7193693 | 7171675 | 7191032
Rhode Island | Net interstate trade | 1330952 | 935746 | -356482 | 279343 | -237936 | -1367735 | -1100187 | -1711791 | -1935555 | -5744 | 1052712 | -207115 | 204758 | -488422 | -1237631 | -2390504 | -2563578 | -3613858 | -2953885 | -1033293 | 85770 | -628975 | 272035 | 1740659 | 1849752 | 1626994 | -1704929 | -1458500 | -1637013 | -1506170 | -3708699 | -6047030
Rhode Island | Net trade index (ratio) | 1.17 | 1.12 | 0.96 | 1.03 | 0.97 | 0.83 | 0.87 | 0.79 | 0.77 | 1 | 1.13 | 0.98 | 1.02 | 0.94 | 0.86 | 0.73 | 0.72 | 0.59 | 0.66 | 0.88 | 1.01 | 0.93 | 1.03 | 1.23 | 1.24 | 1.22 | 0.77 | 0.8 | 0.78 | 0.79 | 0.48 | 0.16
Rhode Island | Facility Direct Sales are electricity sales from non utility power producers which reported electricity sales to an ultimate customer. Net Interstate Trade = Total Supply - (Total Electric Industry Sales + Direct Use + Total International Exports (if applies) + Estimated Losses). Net Trade Index is the sum of Total Supply / (Total Disposition - Net Interstate Trade). A negative Net Interstate Trade value indicates a net import of electric power. Notes: Totals may not equal sum of components because of independent rounding. Estimated Losses are reported at the utility level, and then allocated to States based on the utility`s salesto ultimate customers by State. Reported losses may include electricity unaccounted for by the utility. Direct use is commercial or industrial use of electricity that (1) is self-generated (2) is produced by either the same entity that consumes the power or an affiliate,and (3) is used in direct support of a service or industrial process located within the same facility or group of facilities that houses the generating equipment. Direct use is exclusive of station use. Beginning with publication year 2010, Total disposition has been reorganized to include Net Interstate Trade. Therefore, Total Disposition equals Total Supply. Sources: U.S. Energy Information Administration, Form EIA-923, Power Plant Operations Report and predecessor forms. U.S. Energy Information Administration,Form EIA-860, Annual Electric Generator Report. U.S. Energy Information Administration, Form EIA-861, Annual Electric Power Industry Report. Form EIA-111, Quarterly Imports and Exports Report.
South Carolina
South Carolina | megawatthours
South Carolina | Category | Year 2021 | Year 2020 | Year 2019 | Year 2018 | Year 2017 | Year 2016 | Year 2015 | Year 2014 | Year 2013 | Year 2012 | Year 2011 | Year 2010 | Year 2009 | Year 2008 | Year 2007 | Year 2006 | Year 2005 | Year 2004 | Year 2003 | Year 2002 | Year 2001 | Year 2000 | Year 1999 | Year 1998 | Year 1997 | Year 1996 | Year 1995 | Year 1994 | Year 1993 | Year 1992 | Year 1991 | Year 1990
South Carolina | Supply
South Carolina | Generation
South Carolina | ..Electric utilities | 92973822 | 93610557 | 95689493 | 94057567 | 88079282 | 91590980 | 92411853 | 93547004 | 91795732 | 92821769 | 99328278 | 100610887 | 97336653 | 97921204 | 99997011 | 95872763 | 99104373 | 94406828 | 91544429 | 93689257 | 86734778 | 90421081 | 87347364 | 84396897 | 78374450 | 76325556 | 78439814 | 74193685 | 75588386 | 71478648 | 69837984 | 69259815
South Carolina | ..Independent power producers | 3007498 | 2454541 | 1683807 | 2985409 | 849307 | 1649642 | 1092297 | 726334 | 516429 | 1147096 | 805846 | 1033907 | 429575 | 752524 | 770890 | 729981 | 734879 | 485709 | 278367 | 632868 | 497171 | 179172 | 39575 | 63652 | 54569 | 52165 | 61461 | 64305 | 57585 | 62597 | 37661 | 60392
South Carolina | ..Combined heat and power, electric | 820193 | 851720 | 1154384 | 616640 | 2379092 | 1972599 | 1337699 | 983640 | 944382 | 822413 | 785785 | 769683 | 650103 | 505700 | 619373 | 622501 | 595290 | 854836 | 99823 | 415688 | 508632 | 564735 | 627468 | 349393 | 0 | 0 | 0 | 0 | 0 | 0 | 0 | 0
South Carolina | Electric power sector generation subtotal | 96801514 | 96916818 | 98527684 | 97659616 | 91307681 | 95213221 | 94841849 | 95256977 | 93256543 | 94791278 | 100919909 | 102414477 | 98416331 | 99179428 | 101387274 | 97225245 | 100434542 | 95747373 | 91922619 | 94737813 | 87740581 | 91164987 | 88014407 | 84809942 | 78429019 | 76377721 | 78501275 | 74257990 | 75645971 | 71541245 | 69875645 | 69320207
South Carolina | ..Combined heat and power, commercial | 2208 | 3474 | 2756 | 2602 | 1654 | 2490 | 4059 | 6189 | 8890 | 210 | 58 | 2083 | 40949 | 60298 | 68789 | 83889 | 81898 | 86714 | 55684 | 2222 | 54327 | 67150 | 65164 | 63136 | 67646 | 78342 | 77357 | 75464 | 79918 | 81589 | 76742 | 67043
South Carolina | ..Combined heat and power, industrial | 1586719 | 1608505 | 1577064 | 1701870 | 1771605 | 1770053 | 1686305 | 1895299 | 1984461 | 1964194 | 2052600 | 1736573 | 1668206 | 1738279 | 1946078 | 1958471 | 1998225 | 2105842 | 1794375 | 1823463 | 1364080 | 2114100 | 2153938 | 2373482 | 2331393 | 2312490 | 2335018 | 2609068 | 2448944 | 2547676 | 2227620 | 1975924
South Carolina | Industrial and commercial generation subtotal | 1588927 | 1611979 | 1579820 | 1704472 | 1773258 | 1772543 | 1690364 | 1901488 | 1993351 | 1964404 | 2052658 | 1738656 | 1709155 | 1798577 | 2014867 | 2042360 | 2080123 | 2192556 | 1850059 | 1825685 | 1418407 | 2181250 | 2219102 | 2436618 | 2399040 | 2390831 | 2412374 | 2684532 | 2528862 | 2629265 | 2304362 | 2042967
South Carolina | Total net generation | 98390441 | 98528797 | 100107504 | 99364088 | 93080939 | 96985764 | 96532213 | 97158465 | 95249894 | 96755682 | 102972567 | 104153133 | 100125486 | 100978005 | 103402142 | 99267606 | 102514665 | 97939929 | 93772677 | 96563498 | 89158988 | 93346237 | 90233509 | 87246560 | 80828059 | 78768552 | 80913650 | 76942521 | 78174833 | 74170509 | 72180007 | 71363174
South Carolina | Total international imports | 0 | 0 | 0 | 0 | 0 | 0 | 0 | 0 | 0 | 0 | 0 | 0 | 0 | 0 | 0 | 0 | 0 | 0 | 0 | 0 | 0 | 0 | 0 | 0 | 0 | 0 | 0 | 0 | 0 | 0 | 0 | 0
South Carolina | Net interstate imports | 0 | 0 | 0 | 0 | 0 | 0 | 0 | 0 | 0 | 0 | 0 | 0 | 0 | 0 | 0 | 0 | 0 | 0 | 0 | 0 | 0 | 0 | 0 | 0 | 0 | 0 | 0 | 0 | 0 | 0 | 0 | 0
South Carolina | Total supply | 98390441 | 98528797 | 100107504 | 99364088 | 93080939 | 96985764 | 96532213 | 97158465 | 95249894 | 96755682 | 102972567 | 104153133 | 100125486 | 100978005 | 103402142 | 99267606 | 102514665 | 97939929 | 93772677 | 96563498 | 89158988 | 93346237 | 90233509 | 87246560 | 80828059 | 78768552 | 80913650 | 76942521 | 78174833 | 74170509 | 72180007 | 71363174
South Carolina | Disposition
South Carolina | Sales to ultimate customers
South Carolina | ..Full service providers | 79792136 | 76737176 | 80205620 | 81641138 | 78096757 | 79577550 | 81328246 | 81619765 | 78602094 | 77780953 | 80488546 | 82479293 | 76417479 | 80640622 | 81948158 | 80877321 | 81254088 | 79908340 | 77054098 | 77819392 | 74832367 | 77011969 | 73303562 | 72453886 | 68534441 | 67086215 | 65074395 | 61857958 | 61532725 | 58400921 | 57069331 | 55651791
South Carolina | ..Energy-only providers | 0 | 0 | 0 | 0 | 0 | 0 | 0 | 0 | 0 | 0 | 0 | 0 | 0 | 0 | 0 | 0 | 0 | 0 | 0 | 0 | 0 | 0 | 0 | 0 | 0 | 0 | 0 | 0 | 0 | 0 | 0 | 0
South Carolina | ..Facility direct sales | 0 | 0 | 0 | 0 | 0 | 0 | 0 | 0 | 0 | 0 | 0 | 0 | 0 | 9950 | 0 | 0 | 0 | 0 | 0 | 0 | 0 | 0 | 0 | 0 | 0 | 0 | 0 | 0 | 0 | 0 | 0 | 0
South Carolina | Total electric industry sales | 79792136 | 76737176 | 80205620 | 81641138 | 78096757 | 79577550 | 81328246 | 81619765 | 78602094 | 77780953 | 80488546 | 82479293 | 76417479 | 80650572 | 81948158 | 80877321 | 81254088 | 79908340 | 77054098 | 77819392 | 74832367 | 77011969 | 73303562 | 72453886 | 68534441 | 67086215 | 65074395 | 61857958 | 61532725 | 58400921 | 57069331 | 55651791
South Carolina | Direct use | 2449830 | 2161982 | 2119968 | 2275751 | 2884649 | 2452584 | 2311716 | 2369701 | 2270508 | 2307431 | 2423171 | 2106674 | 1901942 | 1977788 | 1769634 | 1619838 | 1598662 | 2043966 | 2041837 | 2016234 | 1973337 | 1926648 | 1972255 | 2209065 | 2116820 | 2093418 | 2103273 | 2367664 | 2207518 | 2295353 | 2064577 | 1787189
South Carolina | Total international exports | 0 | 0 | 0 | 0 | 0 | 0 | 0 | 0 | 0 | 0 | 0 | 0 | 0 | 0 | 0 | 0 | 0 | 0 | 0 | 0 | 0 | 0 | 0 | 0 | 0 | 0 | 0 | 0 | 0 | 0 | 0 | 0
South Carolina | Estimated losses | 3753939 | 4273821 | 4349060 | 4210858 | 4248341 | 4153238 | 4057112 | 4249936 | 4222476 | 4212147 | 4973680 | 5095386 | 4864540 | 5137481 | 5186702 | 5243994 | 5430677 | 5855363 | 5657938 | 5837203 | 5852150 | 5990243 | 5750820 | 5152029 | 5167287 | 5207346 | 4966819 | 4699122 | 4924689 | 4616813 | 4382057 | 4225128
South Carolina | Unaccounted | 509610 | -115279 | 200237 | 510388 | 544257 | 987431 | 1267551 | 1055320 | 1185734 | 1330082 | 509900 | 723736 | 688862 | 1053240 | 1306060 | 0 | 0 | 0 | 0 | 0 | 0 | 0 | 0 | 0 | 0 | 0 | 0 | 0 | 0 | 0 | 0 | 0
South Carolina | Net interstate exports | 11884926 | 15471097 | 13232619 | 10725952 | 7306935 | 9814960 | 7567588 | 7863742 | 8969082 | 11125069 | 14577271 | 13748043 | 16252663 | 12158923 | 13191588 | 9276877 | 11952335 | 8228091 | 7979448 | 9942487 | 6340091 | 7005809 | 7813160 | 6317267 | 4014178 | 3411082 | 7662981 | 7563656 | 8846330 | 8449438 | 8258649 | 9016456
South Carolina | Total disposition | 98390441 | 98528797 | 100107504 | 99364088 | 93080939 | 96985764 | 96532213 | 97158465 | 95249894 | 96755682 | 102972567 | 104153133 | 100125486 | 100978005 | 103402142 | 99267606 | 102514665 | 97939929 | 93772677 | 96563498 | 89158988 | 93346237 | 90233509 | 87246560 | 80828059 | 78768552 | 80913650 | 76942521 | 78174833 | 74170509 | 72180007 | 71363174
South Carolina | Net interstate trade | 11884926 | 15471097 | 13232619 | 10725952 | 7306935 | 9814960 | 7567588 | 7863742 | 8969082 | 11125069 | 14577271 | 13748043 | 16252663 | 12158923 | 13191588 | 9276877 | 11952335 | 8228091 | 7979448 | 9942487 | 6340091 | 7005809 | 7813160 | 6317267 | 4014178 | 3411082 | 7662981 | 7563656 | 8846330 | 8449438 | 8258649 | 9016456
South Carolina | Net trade index (ratio) | 1.14 | 1.19 | 1.15 | 1.12 | 1.09 | 1.11 | 1.09 | 1.09 | 1.1 | 1.13 | 1.16 | 1.15 | 1.19 | 1.14 | 1.15 | 1.1 | 1.13 | 1.09 | 1.09 | 1.11 | 1.08 | 1.08 | 1.09 | 1.08 | 1.05 | 1.05 | 1.1 | 1.11 | 1.13 | 1.13 | 1.13 | 1.14
South Carolina | Facility Direct Sales are electricity sales from non utility power producers which reported electricity sales to an ultimate customer. Net Interstate Trade = Total Supply - (Total Electric Industry Sales + Direct Use + Total International Exports (if applies) + Estimated Losses). Net Trade Index is the sum of Total Supply / (Total Disposition - Net Interstate Trade). A negative Net Interstate Trade value indicates a net import of electric power. Notes: Totals may not equal sum of components because of independent rounding. Estimated Losses are reported at the utility level, and then allocated to States based on the utility`s salesto ultimate customers by State. Reported losses may include electricity unaccounted for by the utility. Direct use is commercial or industrial use of electricity that (1) is self-generated (2) is produced by either the same entity that consumes the power or an affiliate,and (3) is used in direct support of a service or industrial process located within the same facility or group of facilities that houses the generating equipment. Direct use is exclusive of station use. Beginning with publication year 2010, Total disposition has been reorganized to include Net Interstate Trade. Therefore, Total Disposition equals Total Supply. Sources: U.S. Energy Information Administration, Form EIA-923, Power Plant Operations Report and predecessor forms. U.S. Energy Information Administration,Form EIA-860, Annual Electric Generator Report. U.S. Energy Information Administration, Form EIA-861, Annual Electric Power Industry Report. Form EIA-111, Quarterly Imports and Exports Report.
South Dakota
South Dakota | megawatthours
South Dakota | Category | Year 2021 | Year 2020 | Year 2019 | Year 2018 | Year 2017 | Year 2016 | Year 2015 | Year 2014 | Year 2013 | Year 2012 | Year 2011 | Year 2010 | Year 2009 | Year 2008 | Year 2007 | Year 2006 | Year 2005 | Year 2004 | Year 2003 | Year 2002 | Year 2001 | Year 2000 | Year 1999 | Year 1998 | Year 1997 | Year 1996 | Year 1995 | Year 1994 | Year 1993 | Year 1992 | Year 1991 | Year 1990
South Dakota | Supply
South Dakota | Generation
South Dakota | ..Electric utilities | 9421943 | 9239178 | 12384881 | 10628359 | 8883270 | 8800299 | 7966158 | 9344872 | 8030545 | 9785973 | 9838617 | 8682448 | 7780254 | 6942317 | 5991253 | 6989062 | 6368442 | 7357617 | 7904755 | 7721958 | 7400743 | 9697337 | 10557027 | 9088990 | 12449501 | 10066274 | 8811793 | 7991260 | 5255511 | 6246414 | 6572666 | 6427473
South Dakota | ..Independent power producers | 7846050 | 4878060 | 2109330 | 1988021 | 2052447 | 2723871 | 1666851 | 1650343 | 2078317 | 1687424 | 2160244 | 1367164 | 416228 | 140306 | 145352 | 143181 | 152327 | 152597 | 39082 | 0 | 0 | 0 | 0 | 0 | 0 | 0 | 0 | 0 | 0 | 0 | 0 | 0
South Dakota | ..Combined heat and power, electric | 0 | 0 | 0 | 0 | 0 | 0 | 0 | 0 | 0 | 0 | 0 | 0 | 0 | 0 | 0 | 0 | 0 | 0 | 0 | 0 | 0 | 0 | 0 | 0 | 0 | 0 | 0 | 0 | 0 | 0 | 0 | 0
South Dakota | Electric power sector generation subtotal | 17267993 | 14117239 | 14494211 | 12616380 | 10935717 | 11524170 | 9633009 | 10995215 | 10108862 | 11473397 | 11998861 | 10049612 | 8196482 | 7082623 | 6136605 | 7132243 | 6520769 | 7510214 | 7943837 | 7721958 | 7400743 | 9697337 | 10557027 | 9088990 | 12449501 | 10066274 | 8811793 | 7991260 | 5255511 | 6246414 | 6572666 | 6427473
South Dakota | ..Combined heat and power, commercial | 6 | 13 | 15 | 16 | 2 | 14 | 24 | 25 | 25 | 0 | 25 | 25 | 49 | 49 | 0 | 0 | 0 | 0 | 0 | 0 | 0 | 0 | 0 | 0 | 0 | 0 | 0 | 0 | 0 | 0 | 0 | 0
South Dakota | ..Combined heat and power, industrial | 54410 | 29288 | 12421 | 0 | 0 | 0 | 0 | 0 | 0 | 0 | 0 | 0 | 0 | 0 | 0 | 0 | 0 | 0 | 0 | 0 | 0 | 0 | 0 | 0 | 0 | 0 | 0 | 0 | 0 | 0 | 0 | 0
South Dakota | Industrial and commercial generation subtotal | 54416 | 29300 | 12436 | 16 | 2 | 14 | 24 | 25 | 25 | 0 | 25 | 25 | 49 | 49 | 0 | 0 | 0 | 0 | 0 | 0 | 0 | 0 | 0 | 0 | 0 | 0 | 0 | 0 | 0 | 0 | 0 | 0
South Dakota | Total net generation | 17322409 | 14146539 | 14506647 | 12616396 | 10935719 | 11524184 | 9633033 | 10995240 | 10108887 | 11473397 | 11998886 | 10049636 | 8196531 | 7082672 | 6136605 | 7132243 | 6520769 | 7510214 | 7943837 | 7721958 | 7400743 | 9697337 | 10557027 | 9088990 | 12449501 | 10066274 | 8811793 | 7991260 | 5255511 | 6246414 | 6572666 | 6427473
South Dakota | Total international imports | 0 | 0 | 0 | 0 | 0 | 0 | 0 | 0 | 0 | 0 | 6 | 0 | 264 | 0 | 0 | 0 | 0 | 0 | 0 | 363 | 34 | 12872 | 271124 | 22372 | 78462 | 0 | 0 | 0 | 0 | 0 | 0 | 0
South Dakota | Net interstate imports | 0 | 0 | 0 | 984090 | 2133656 | 1388969 | 3261341 | 2162628 | 2941389 | 1097501 | 477005 | 2108185 | 3613878 | 4734456 | 5306832 | 4057115 | 4414128 | 2834629 | 2165724 | 2225029 | 2146716 | 0 | 0 | 0 | 0 | 0 | 0 | 54761 | 2523730 | 1061140 | 914883 | 668183
South Dakota | Total supply | 17322409 | 14146539 | 14506647 | 13600486 | 13069375 | 12913153 | 12894374 | 13157868 | 13050276 | 12570898 | 12475897 | 12157821 | 11810673 | 11817128 | 11443437 | 11189358 | 10934897 | 10344843 | 10109561 | 9947350 | 9547493 | 9710209 | 10828151 | 9111362 | 12527963 | 10066274 | 8811793 | 8046021 | 7779241 | 7307554 | 7487549 | 7095656
South Dakota | Disposition
South Dakota | Sales to ultimate customers
South Dakota | ..Full service providers | 13041391 | 12695845 | 12868931 | 12856938 | 12313675 | 12129530 | 12101979 | 12354726 | 12209799 | 11734210 | 11679600 | 11356149 | 11010118 | 10974086 | 10603301 | 10056387 | 9811017 | 9213844 | 9079990 | 8936801 | 8626999 | 8282740 | 7922354 | 7824031 | 7772548 | 7736162 | 7413542 | 7174054 | 6904707 | 6493846 | 6685140 | 6333893
South Dakota | ..Energy-only providers | 0 | 0 | 0 | 0 | 0 | 0 | 0 | 0 | 0 | 0 | 0 | 0 | 0 | 0 | 0 | 0 | 0 | 0 | 0 | 0 | 0 | 0 | 0 | 0 | 0 | 0 | 0 | 0 | 0 | 0 | 0 | 0
South Dakota | ..Facility direct sales | 0 | 0 | 0 | 0 | 0 | 0 | 0 | 0 | 0 | 0 | 0 | 0 | 0 | 0 | 0 | 0 | 0 | 0 | 0 | 0 | 0 | 0 | 0 | 0 | 0 | 0 | 0 | 0 | 0 | 0 | 0 | 0
South Dakota | Total electric industry sales | 13041391 | 12695845 | 12868931 | 12856938 | 12313675 | 12129530 | 12101979 | 12354726 | 12209799 | 11734210 | 11679600 | 11356149 | 11010118 | 10974086 | 10603301 | 10056387 | 9811017 | 9213844 | 9079990 | 8936801 | 8626999 | 8282740 | 7922354 | 7824031 | 7772548 | 7736162 | 7413542 | 7174054 | 6904707 | 6493846 | 6685140 | 6333893
South Dakota | Direct use | 54987 | 29793 | 12452 | 40 | 41 | 61 | 63 | 89 | 382 | 575 | 581 | 467 | 429 | 673 | 0 | 0 | 0 | 0 | 0 | 0 | 0 | 0 | 0 | 0 | 0 | 0 | 0 | 0 | 0 | 0 | 0 | 0
South Dakota | Total international exports | 0 | 0 | 0 | 0 | 0 | 0 | 0 | 0 | 0 | 0 | 0 | 0 | 0 | 0 | 35 | 0 | 150 | 841 | 0 | 0 | 0 | 0 | 44132 | 52309 | 325 | 0 | 0 | 0 | 0 | 0 | 0 | 0
South Dakota | Estimated losses | 613552 | 707086 | 697803 | 663131 | 669845 | 633053 | 603715 | 643310 | 655906 | 635454 | 721725 | 701558 | 700876 | 699055 | 671109 | 652045 | 655727 | 675154 | 666727 | 670346 | 674661 | 644259 | 621525 | 556349 | 586026 | 600494 | 565840 | 544986 | 552609 | 513363 | 513317 | 480874
South Dakota | Unaccounted | 83292 | -19072 | 32128 | 80377 | 85814 | 150508 | 188617 | 159743 | 184188 | 200659 | 73991 | 99648 | 99250 | 143314 | 168992 | 0 | 0 | 0 | 0 | 0 | 0 | 0 | 0 | 0 | 0 | 0 | 0 | 0 | 0 | 0 | 0 | 0
South Dakota | Net interstate exports | 3529188 | 732888 | 895332 | 0 | 0 | 0 | 0 | 0 | 0 | 0 | 0 | 0 | 0 | 0 | 0 | 0 | 0 | 0 | 0 | 0 | 0 | 424388 | 1876577 | 320034 | 3816349 | 1376542 | 467019 | 0 | 0 | 0 | 0 | 0
South Dakota | Total disposition | 17322409 | 14146539 | 14506647 | 13600486 | 13069375 | 12913153 | 12894374 | 13157868 | 13050276 | 12570898 | 12475897 | 12157821 | 11810673 | 11817128 | 11443437 | 11189358 | 10934897 | 10344843 | 10109561 | 9947350 | 9547493 | 9710209 | 10828151 | 9111362 | 12527963 | 10066274 | 8811793 | 8046021 | 7779241 | 7307554 | 7487549 | 7095656
South Dakota | Net interstate trade | 3529188 | 732888 | 895332 | -984090 | -2133656 | -1388969 | -3261341 | -2162628 | -2941389 | -1097501 | -477005 | -2108185 | -3613878 | -4734456 | -5306832 | -4057115 | -4414128 | -2834629 | -2165724 | -2225029 | -2146716 | 424388 | 1876577 | 320034 | 3816349 | 1376542 | 467019 | -54761 | -2523730 | -1061140 | -914883 | -668183
South Dakota | Net trade index (ratio) | 1.26 | 1.05 | 1.07 | 0.93 | 0.84 | 0.89 | 0.75 | 0.84 | 0.77 | 0.91 | 0.96 | 0.83 | 0.69 | 0.6 | 0.54 | 0.64 | 0.6 | 0.73 | 0.79 | 0.78 | 0.78 | 1.05 | 1.21 | 1.04 | 1.44 | 1.16 | 1.06 | 0.99 | 0.68 | 0.85 | 0.88 | 0.91
South Dakota | Facility Direct Sales are electricity sales from non utility power producers which reported electricity sales to an ultimate customer. Net Interstate Trade = Total Supply - (Total Electric Industry Sales + Direct Use + Total International Exports (if applies) + Estimated Losses). Net Trade Index is the sum of Total Supply / (Total Disposition - Net Interstate Trade). A negative Net Interstate Trade value indicates a net import of electric power. Notes: Totals may not equal sum of components because of independent rounding. Estimated Losses are reported at the utility level, and then allocated to States based on the utility`s salesto ultimate customers by State. Reported losses may include electricity unaccounted for by the utility. Direct use is commercial or industrial use of electricity that (1) is self-generated (2) is produced by either the same entity that consumes the power or an affiliate,and (3) is used in direct support of a service or industrial process located within the same facility or group of facilities that houses the generating equipment. Direct use is exclusive of station use. Beginning with publication year 2010, Total disposition has been reorganized to include Net Interstate Trade. Therefore, Total Disposition equals Total Supply. Sources: U.S. Energy Information Administration, Form EIA-923, Power Plant Operations Report and predecessor forms. U.S. Energy Information Administration,Form EIA-860, Annual Electric Generator Report. U.S. Energy Information Administration, Form EIA-861, Annual Electric Power Industry Report. Form EIA-111, Quarterly Imports and Exports Report.
Tennessee
Tennessee | megawatthours
Tennessee | Category | Year 2021 | Year 2020 | Year 2019 | Year 2018 | Year 2017 | Year 2016 | Year 2015 | Year 2014 | Year 2013 | Year 2012 | Year 2011 | Year 2010 | Year 2009 | Year 2008 | Year 2007 | Year 2006 | Year 2005 | Year 2004 | Year 2003 | Year 2002 | Year 2001 | Year 2000 | Year 1999 | Year 1998 | Year 1997 | Year 1996 | Year 1995 | Year 1994 | Year 1993 | Year 1992 | Year 1991 | Year 1990
Tennessee | Supply
Tennessee | Generation
Tennessee | ..Electric utilities | 75220515 | 77607950 | 79134921 | 78854061 | 76547309 | 76836693 | 72675778 | 76986629 | 75988871 | 74897122 | 78540493 | 79816049 | 77432806 | 88262641 | 92474664 | 90960035 | 93942273 | 94371964 | 88678127 | 92570929 | 92937315 | 92311813 | 89682569 | 94142638 | 93293232 | 88647111 | 82277534 | 74853548 | 71614268 | 75396209 | 73931670 | 73902614
Tennessee | ..Independent power producers | 1385250 | 452342 | 449024 | 288652 | 228646 | 199746 | 195454 | 167339 | 143746 | 114318 | 80967 | 63165 | 80293 | 78121 | 122710 | 119093 | 38918 | 28832 | 55447 | 207517 | 247197 | 273974 | 211876 | 20632 | 22707 | 22438 | 19802 | 17797 | 16398 | 15761 | 0 | 0
Tennessee | ..Combined heat and power, electric | 0 | 0 | 0 | 0 | 0 | 0 | 0 | 0 | 0 | 0 | 0 | 0 | 0 | 0 | 0 | 0 | 0 | 0 | 0 | 150 | 167 | 146 | 146 | 177 | 175 | 0 | 0 | 0 | 0 | 0 | 0 | 0
Tennessee | Electric power sector generation subtotal | 76605765 | 78060292 | 79583945 | 79142713 | 76775955 | 77036439 | 72871232 | 77153968 | 76132617 | 75011440 | 78621460 | 79879214 | 77513099 | 88340762 | 92597374 | 91079128 | 93981191 | 94400796 | 88733574 | 92778596 | 93184679 | 92585932 | 89894590 | 94163447 | 93316113 | 88669549 | 82297336 | 74871345 | 71630666 | 75411970 | 73931670 | 73902614
Tennessee | ..Combined heat and power, commercial | 200715 | 220147 | 212583 | 228945 | 195237 | 186581 | 146238 | 133830 | 197946 | 164390 | 126082 | 100713 | 117231 | 82096 | 121429 | 108003 | 101171 | 110533 | 111722 | 86409 | 106560 | 109392 | 136410 | 142588 | 114722 | 86996 | 78243 | 95841 | 99322 | 101434 | 100748 | 86986
Tennessee | ..Combined heat and power, industrial | 2250729 | 2285571 | 2530581 | 2183259 | 2075030 | 2117613 | 2197167 | 2219088 | 3321057 | 2548433 | 2356320 | 2368698 | 2086559 | 2240454 | 2394606 | 2723970 | 3034803 | 3083213 | 3376494 | 3249257 | 2930746 | 3143260 | 3289134 | 3422422 | 3383235 | 3365822 | 3355255 | 3367771 | 2154210 | 2234708 | 2160387 | 2198010
Tennessee | Industrial and commercial generation subtotal | 2451444 | 2505718 | 2743164 | 2412204 | 2270267 | 2304194 | 2343405 | 2352918 | 3519002 | 2712824 | 2482402 | 2469411 | 2203790 | 2322550 | 2516035 | 2831974 | 3135974 | 3193746 | 3488217 | 3335665 | 3037306 | 3252651 | 3425544 | 3565010 | 3497957 | 3452818 | 3433498 | 3463612 | 2253533 | 2336142 | 2261135 | 2284995
Tennessee | Total net generation | 79057209 | 80566010 | 82327109 | 81554917 | 79046222 | 79340633 | 75214636 | 79506886 | 79651619 | 77724264 | 81103862 | 82348625 | 79716889 | 90663312 | 95113409 | 93911102 | 97117165 | 97594542 | 92221791 | 96114261 | 96221985 | 95838583 | 93320134 | 97728457 | 96814071 | 92122367 | 85730834 | 78334957 | 73884199 | 77748112 | 76192805 | 76187609
Tennessee | Total international imports | 0 | 0 | 0 | 0 | 21771 | 0 | 0 | 0 | 0 | 0 | 0 | 0 | 0 | 0 | 0 | 0 | 0 | 2 | 1 | 0 | 0 | 0 | 0 | 0 | 0 | 0 | 0 | 0 | 0 | 0 | 0 | 0
Tennessee | Net interstate imports | 28450920 | 22207471 | 26041257 | 29794887 | 26524763 | 30384859 | 33463599 | 29689898 | 26474134 | 27990123 | 28944831 | 30907671 | 24357317 | 23974629 | 22679210 | 21732160 | 18691136 | 14293762 | 16287824 | 13230033 | 10169084 | 11485449 | 11449997 | 4754751 | 603976 | 6345047 | 6606931 | 14233260 | 16061533 | 10685184 | 11608639 | 10237478
Tennessee | Total supply | 107508129 | 102773481 | 108368366 | 111349804 | 105592756 | 109725492 | 108678235 | 109196784 | 106125753 | 105714387 | 110048693 | 113256296 | 104074206 | 114637941 | 117792619 | 115643262 | 115808301 | 111888306 | 108509616 | 109344294 | 106391069 | 107324032 | 104770131 | 102483208 | 97418047 | 98467414 | 92337765 | 92568217 | 89945732 | 88433296 | 87801444 | 86425087
Tennessee | Disposition
Tennessee | Sales to ultimate customers
Tennessee | ..Full service providers | 99569394 | 94957411 | 99785580 | 102867711 | 97190591 | 100744134 | 99619177 | 100205279 | 96930711 | 96381472 | 100733329 | 103414537 | 94802144 | 104052677 | 106001040 | 102737438 | 102291824 | 99660665 | 96384065 | 98233027 | 96130718 | 95727709 | 93180379 | 91749889 | 86917071 | 87659014 | 82030329 | 82533292 | 79832181 | 78584112 | 78390141 | 77144769
Tennessee | ..Energy-only providers | 0 | 0 | 0 | 0 | 0 | 0 | 0 | 0 | 0 | 0 | 0 | 0 | 0 | 0 | 0 | 0 | 0 | 0 | 0 | 0 | 0 | 0 | 0 | 0 | 0 | 0 | 0 | 0 | 0 | 0 | 0 | 0
Tennessee | ..Facility direct sales | 51743 | 46477 | 43520 | 43472 | 49294 | 14305 | 12931 | 13951 | 13302 | 0 | 0 | 107000 | 107700 | 117102 | 715894 | 1194306 | 1613597 | 0 | 1071743 | 0 | 0 | 0 | 0 | 0 | 0 | 0 | 0 | 0 | 0 | 0 | 0 | 0
Tennessee | Total electric industry sales | 99621137 | 95003888 | 99829100 | 102911183 | 97239885 | 100758439 | 99632108 | 100219230 | 96944013 | 96381472 | 100733329 | 103521537 | 94909844 | 104169779 | 106716934 | 103931744 | 103905421 | 99660665 | 97455808 | 98233027 | 96130718 | 95727709 | 93180379 | 91749889 | 86917071 | 87659014 | 82030329 | 82533292 | 79832181 | 78584112 | 78390141 | 77144769
Tennessee | Direct use | 2563917 | 2621141 | 2876917 | 2487343 | 2385508 | 2458109 | 2523087 | 2463339 | 2511517 | 2465319 | 2452534 | 2431053 | 2267084 | 2472111 | 2620491 | 2376179 | 1808588 | 3392795 | 3389262 | 3346764 | 3275559 | 3222306 | 3381996 | 3534364 | 3469224 | 3412685 | 3391015 | 3402422 | 2228043 | 2300719 | 2229398 | 2254805
Tennessee | Total international exports | 0 | 0 | 0 | 0 | 1 | 0 | 0 | 0 | 0 | 0 | 0 | 0 | 0 | 0 | 0 | 0 | 0 | 0 | 0 | 0 | 0 | 0 | 0 | 0 | 0 | 0 | 0 | 0 | 0 | 0 | 0 | 0
Tennessee | Estimated losses | 4686824 | 5291172 | 5413122 | 5307917 | 5289697 | 5258692 | 4970212 | 5218409 | 5207797 | 5219438 | 6224678 | 6395329 | 6041716 | 6635666 | 6754379 | 6738817 | 6944596 | 7302734 | 7155997 | 7368423 | 7517755 | 7446014 | 7310199 | 6524124 | 6553281 | 6804240 | 6260984 | 6269751 | 6389261 | 6212371 | 6019171 | 5856892
Tennessee | Unaccounted | 636252 | -142720 | 249227 | 643360 | 677666 | 1250252 | 1552828 | 1295806 | 1462426 | 1648158 | 638152 | 908377 | 855561 | 1360385 | 1700815 | 0 | 0 | 0 | 0 | 0 | 0 | 0 | 0 | 0 | 0 | 0 | 0 | 0 | 0 | 0 | 0 | 0
Tennessee | Net interstate exports | 0 | 0 | 0 | 0 | 0 | 0 | 0 | 0 | 0 | 0 | 0 | 0 | 0 | 0 | 0 | 0 | 0 | 0 | 0 | 0 | 0 | 0 | 0 | 0 | 0 | 0 | 0 | 0 | 0 | 0 | 0 | 0
Tennessee | Total disposition | 107508129 | 102773481 | 108368366 | 111349804 | 105592756 | 109725492 | 108678235 | 109196784 | 106125753 | 105714387 | 110048693 | 113256296 | 104074206 | 114637941 | 117792619 | 115643262 | 115808301 | 111888306 | 108509616 | 109344294 | 106391069 | 107324032 | 104770131 | 102483208 | 97418047 | 98467414 | 92337765 | 92568217 | 89945732 | 88433296 | 87801444 | 86425087
Tennessee | Net interstate trade | -28450920 | -22207471 | -26041257 | -29794887 | -26524763 | -30384859 | -33463599 | -29689898 | -26474134 | -27990123 | -28944831 | -30907671 | -24357317 | -23974629 | -22679210 | -21732160 | -18691136 | -14293762 | -16287824 | -13230033 | -10169084 | -11485449 | -11449997 | -4754751 | -603976 | -6345047 | -6606931 | -14233260 | -16061533 | -10685184 | -11608639 | -10237478
Tennessee | Net trade index (ratio) | 0.74 | 0.78 | 0.76 | 0.73 | 0.75 | 0.72 | 0.69 | 0.73 | 0.75 | 0.74 | 0.74 | 0.73 | 0.77 | 0.79 | 0.81 | 0.81 | 0.84 | 0.87 | 0.85 | 0.88 | 0.9 | 0.89 | 0.89 | 0.95 | 0.99 | 0.94 | 0.93 | 0.85 | 0.82 | 0.88 | 0.87 | 0.88
Tennessee | Facility Direct Sales are electricity sales from non utility power producers which reported electricity sales to an ultimate customer. Net Interstate Trade = Total Supply - (Total Electric Industry Sales + Direct Use + Total International Exports (if applies) + Estimated Losses). Net Trade Index is the sum of Total Supply / (Total Disposition - Net Interstate Trade). A negative Net Interstate Trade value indicates a net import of electric power. Notes: Totals may not equal sum of components because of independent rounding. Estimated Losses are reported at the utility level, and then allocated to States based on the utility`s salesto ultimate customers by State. Reported losses may include electricity unaccounted for by the utility. Direct use is commercial or industrial use of electricity that (1) is self-generated (2) is produced by either the same entity that consumes the power or an affiliate,and (3) is used in direct support of a service or industrial process located within the same facility or group of facilities that houses the generating equipment. Direct use is exclusive of station use. Beginning with publication year 2010, Total disposition has been reorganized to include Net Interstate Trade. Therefore, Total Disposition equals Total Supply. Sources: U.S. Energy Information Administration, Form EIA-923, Power Plant Operations Report and predecessor forms. U.S. Energy Information Administration,Form EIA-860, Annual Electric Generator Report. U.S. Energy Information Administration, Form EIA-861, Annual Electric Power Industry Report. Form EIA-111, Quarterly Imports and Exports Report.
Texas
Texas | megawatthours
Texas | Category | Year 2021 | Year 2020 | Year 2019 | Year 2018 | Year 2017 | Year 2016 | Year 2015 | Year 2014 | Year 2013 | Year 2012 | Year 2011 | Year 2010 | Year 2009 | Year 2008 | Year 2007 | Year 2006 | Year 2005 | Year 2004 | Year 2003 | Year 2002 | Year 2001 | Year 2000 | Year 1999 | Year 1998 | Year 1997 | Year 1996 | Year 1995 | Year 1994 | Year 1993 | Year 1992 | Year 1991 | Year 1990
Texas | Supply
Texas | Generation
Texas | ..Electric utilities | 80183836 | 77675639 | 85817532 | 92964516 | 81081662 | 88048121 | 88211969 | 94974953 | 96131888 | 96763006 | 99451077 | 95099161 | 90418339 | 94637160 | 97259636 | 94637956 | 95187030 | 92054150 | 86882044 | 149587269 | 265012955 | 297298634 | 292458336 | 293068377 | 277190347 | 272282585 | 261708943 | 255140538 | 248174240 | 239964014 | 238343368 | 234047343
Texas | ..Independent power producers | 317691419 | 309744440 | 309411180 | 298415819 | 289478335 | 276828070 | 273703690 | 258077041 | 252840832 | 245375996 | 252421119 | 232229770 | 227006941 | 229158970 | 224719455 | 224256513 | 216933078 | 205977547 | 197113740 | 138776885 | 30778667 | 10465530 | 1071502 | 183059 | 150958 | 122467 | 23561 | 21395 | 21860 | 23819 | 23819 | 23819
Texas | ..Combined heat and power, electric | 41676535 | 43515022 | 43502651 | 40650047 | 39522952 | 45199465 | 45194121 | 44168107 | 42941809 | 45751677 | 44969357 | 43044645 | 44780254 | 45785202 | 46009738 | 41779371 | 44758580 | 49840547 | 55431762 | 56862125 | 35617950 | 28495205 | 25590396 | 23625873 | 19890667 | 19080075 | 18178373 | 15447585 | 15793831 | 14417113 | 13588880 | 13642255
Texas | Electric power sector generation subtotal | 439551789 | 430935101 | 438731363 | 432030382 | 410082949 | 410075656 | 407109780 | 397220102 | 391914528 | 387890679 | 396841553 | 370373576 | 362205534 | 369581332 | 367988829 | 360673840 | 356878688 | 347872244 | 339427546 | 345226279 | 331409572 | 336259368 | 319120234 | 316877309 | 297231972 | 291485127 | 279910877 | 270609518 | 263989931 | 254404946 | 251956068 | 247713418
Texas | ..Combined heat and power, commercial | 645140 | 606181 | 755293 | 743060 | 726896 | 777368 | 712065 | 734243 | 734307 | 707174 | 497384 | 497181 | 468080 | 466791 | 475530 | 521150 | 507544 | 475882 | 495148 | 470519 | 482826 | 497377 | 503162 | 481985 | 415446 | 462612 | 481631 | 443035 | 500118 | 496177 | 468000 | 512438
Texas | ..Combined heat and power, industrial | 41647327 | 41973648 | 43714375 | 44578983 | 41984520 | 43194567 | 42004492 | 39675322 | 40731331 | 41214657 | 38137987 | 40824289 | 34494295 | 34739659 | 37027937 | 39387888 | 39282489 | 41951006 | 39276991 | 39931745 | 40687609 | 40985618 | 39321347 | 37960871 | 38672095 | 37001195 | 37243737 | 36126972 | 35198668 | 35391191 | 33904642 | 33333780
Texas | Industrial and commercial generation subtotal | 42292466 | 42579829 | 44469668 | 45322042 | 42711416 | 43971935 | 42716556 | 40409566 | 41465637 | 41921831 | 38635370 | 41321470 | 34962375 | 35206449 | 37503467 | 39909038 | 39790034 | 42426888 | 39772139 | 40402264 | 41170435 | 41482994 | 39824509 | 38442856 | 39087540 | 37463807 | 37725367 | 36570008 | 35698785 | 35887368 | 34372642 | 33846218
Texas | Total net generation | 481844256 | 473514930 | 483201031 | 477352425 | 452794365 | 454047591 | 449826336 | 437629668 | 433380166 | 429812510 | 435476924 | 411695046 | 397167910 | 404787781 | 405492296 | 400582878 | 396668722 | 390299132 | 379199685 | 385628543 | 372580008 | 377742363 | 358944743 | 355320166 | 336319512 | 328948934 | 317636244 | 307179525 | 299688716 | 290292314 | 286328709 | 281559636
Texas | Total international imports | 129004 | 154130 | 70495 | 5832178 | 9553 | 0 | 0 | 12888 | 9046 | 81839 | 82256 | 298492 | 447308 | 960994 | 160306 | 79523 | 78097 | 78997 | 79584 | 80264 | 3604 | 2388 | 204117 | 738369 | 526185 | 5566 | 0 | 70 | 14 | 0 | 14 | 1121
Texas | Net interstate imports | 15236857 | 15211871 | 11811546 | 5432117 | 14559884 | 8467241 | 4567185 | 12676347 | 9173135 | 0 | 12861 | 5937938 | 5402774 | 0 | 0 | 0 | 0 | 0 | 0 | 0 | 0 | 0 | 0 | 0 | 0 | 0 | 0 | 0 | 0 | 0 | 0 | 0
Texas | Total supply | 497210117 | 488880931 | 495083072 | 488616720 | 467363802 | 462514832 | 454393521 | 450318903 | 442562347 | 429894349 | 435572041 | 417931476 | 403017992 | 405748775 | 405652602 | 400662401 | 396746819 | 390378129 | 379279269 | 385708807 | 372583612 | 377744751 | 359148860 | 356058535 | 336845697 | 328954500 | 317636244 | 307179595 | 299688730 | 290292314 | 286328723 | 281560757
Texas | Disposition
Texas | Sales to ultimate customers
Texas | ..Full service providers | 427986204 | 419270783 | 421706711 | 416800129 | 394822046 | 391470688 | 385245884 | 379812978 | 368805991 | 361742157 | 370375080 | 352586969 | 338733947 | 341288299 | 335439419 | 338259068 | 330117539 | 318115966 | 312902329 | 320845849 | 317047501 | 318262529 | 301844180 | 304704764 | 286703509 | 278449583 | 263278592 | 258179737 | 250084413 | 239431038 | 240351787 | 237415127
Texas | ..Energy-only providers | 0 | 0 | 0 | 0 | 0 | 0 | 0 | 0 | 0 | 0 | 0 | 0 | 0 | 0 | 0 | 0 | 0 | 0 | 0 | 0 | 1029155 | 0 | 0 | 0 | 0 | 0 | 0 | 0 | 0 | 0 | 0 | 0
Texas | ..Facility direct sales | 7641674 | 7592484 | 7636693 | 7618499 | 7058328 | 7191121 | 7091470 | 9856842 | 10011263 | 3361974 | 5690036 | 5870581 | 6617473 | 6526348 | 8389163 | 4465145 | 4140723 | 2498874 | 9783626 | 10285837 | 0 | 0 | 0 | 0 | 0 | 0 | 0 | 0 | 0 | 0 | 0 | 0
Texas | Total electric industry sales | 435627878 | 426863267 | 429343404 | 424418628 | 401880374 | 398661809 | 392337354 | 389669820 | 378817254 | 365104131 | 376065116 | 358457550 | 345351420 | 347814647 | 343828582 | 342724213 | 334258262 | 320614840 | 322685955 | 331131686 | 318076656 | 318262529 | 301844180 | 304704764 | 286703509 | 278449583 | 263278592 | 258179737 | 250084413 | 239431038 | 240351787 | 237415127
Texas | Direct use | 35754673 | 35665123 | 36870287 | 38490458 | 35220381 | 36151297 | 36116457 | 34883315 | 37002303 | 34343671 | 33579432 | 33873361 | 32232087 | 28557855 | 29110904 | 33121582 | 45497429 | 41749468 | 41705982 | 41183035 | 40306838 | 42458738 | 42987715 | 39313178 | 38166791 | 37623236 | 37852016 | 33398359 | 31554230 | 30294765 | 28337550 | 28031066
Texas | Total international exports | 2550576 | 3219961 | 4516840 | 1163819 | 5600678 | 1948376 | 252888 | 437364 | 678304 | 305030 | 306668 | 310478 | 337146 | 1012880 | 402393 | 291883 | 294462 | 294683 | 296621 | 299155 | 2839 | 18598 | 19575 | 4625 | 1103530 | 1029628 | 925370 | 964770 | 801040 | 0 | 446823 | 64596
Texas | Estimated losses | 20494757 | 23773836 | 23280667 | 21890517 | 21861661 | 20806591 | 19572003 | 20290084 | 20349926 | 19771834 | 23238430 | 22144706 | 21984182 | 22155964 | 21761762 | 22221851 | 22340398 | 23493372 | 23694225 | 24838064 | 24874695 | 24755499 | 23680318 | 21666855 | 21616568 | 21613727 | 20094800 | 19612968 | 20015168 | 18927928 | 18455363 | 18024745
Texas | Unaccounted | 2782233 | -641256 | 1071873 | 2653298 | 2800709 | 4946759 | 6114819 | 5038321 | 5714560 | 6243412 | 2382394 | 3145380 | 3113157 | 4542218 | 5479814 | 0 | 0 | 0 | 0 | 0 | 0 | 0 | 0 | 0 | 0 | 0 | 0 | 0 | 0 | 0 | 0 | 0
Texas | Net interstate exports | 0 | 0 | 0 | 0 | 0 | 0 | 0 | 0 | 0 | 4126271 | 0 | 0 | 0 | 1665211 | 5069147 | 19001244 | 23863479 | 30100655 | 19665941 | 16793321 | 20525270 | 20877993 | 19709773 | 15675830 | 14373549 | 15115523 | 20323321 | 16621182 | 17096725 | 20829366 | 16652634 | 15499511
Texas | Total disposition | 497210117 | 488880931 | 495083072 | 488616720 | 467363802 | 462514832 | 454393521 | 450318903 | 442562347 | 429894349 | 435572041 | 417931476 | 403017992 | 405748775 | 405652602 | 400662401 | 396746819 | 390378129 | 379279269 | 385708807 | 372583612 | 377744751 | 359148860 | 356058535 | 336845697 | 328954500 | 317636244 | 307179595 | 299688730 | 290292314 | 286328723 | 281560757
Texas | Net interstate trade | -15236857 | -15211871 | -11811546 | -5432117 | -14559884 | -8467241 | -4567185 | -12676347 | -9173135 | 4126271 | -12861 | -5937938 | -5402774 | 1665211 | 5069147 | 19001244 | 23863479 | 30100655 | 19665941 | 16793321 | 20525270 | 20877993 | 19709773 | 15675830 | 14373549 | 15115523 | 20323321 | 16621182 | 17096725 | 20829366 | 16652634 | 15499511
Texas | Net trade index (ratio) | 0.97 | 0.97 | 0.98 | 0.99 | 0.97 | 0.98 | 0.99 | 0.97 | 0.98 | 1.01 | 1 | 0.99 | 0.99 | 1 | 1.01 | 1.05 | 1.06 | 1.08 | 1.05 | 1.05 | 1.06 | 1.06 | 1.06 | 1.05 | 1.04 | 1.05 | 1.07 | 1.06 | 1.06 | 1.08 | 1.06 | 1.06
Texas | Facility Direct Sales are electricity sales from non utility power producers which reported electricity sales to an ultimate customer. Net Interstate Trade = Total Supply - (Total Electric Industry Sales + Direct Use + Total International Exports (if applies) + Estimated Losses). Net Trade Index is the sum of Total Supply / (Total Disposition - Net Interstate Trade). A negative Net Interstate Trade value indicates a net import of electric power. Notes: Totals may not equal sum of components because of independent rounding. Estimated Losses are reported at the utility level, and then allocated to States based on the utility`s salesto ultimate customers by State. Reported losses may include electricity unaccounted for by the utility. Direct use is commercial or industrial use of electricity that (1) is self-generated (2) is produced by either the same entity that consumes the power or an affiliate,and (3) is used in direct support of a service or industrial process located within the same facility or group of facilities that houses the generating equipment. Direct use is exclusive of station use. Beginning with publication year 2010, Total disposition has been reorganized to include Net Interstate Trade. Therefore, Total Disposition equals Total Supply. Sources: U.S. Energy Information Administration, Form EIA-923, Power Plant Operations Report and predecessor forms. U.S. Energy Information Administration,Form EIA-860, Annual Electric Generator Report. U.S. Energy Information Administration, Form EIA-861, Annual Electric Power Industry Report. Form EIA-111, Quarterly Imports and Exports Report.
Utah
Utah | megawatthours
Utah | Category | Year 2021 | Year 2020 | Year 2019 | Year 2018 | Year 2017 | Year 2016 | Year 2015 | Year 2014 | Year 2013 | Year 2012 | Year 2011 | Year 2010 | Year 2009 | Year 2008 | Year 2007 | Year 2006 | Year 2005 | Year 2004 | Year 2003 | Year 2002 | Year 2001 | Year 2000 | Year 1999 | Year 1998 | Year 1997 | Year 1996 | Year 1995 | Year 1994 | Year 1993 | Year 1992 | Year 1991 | Year 1990
Utah | Supply
Utah | Generation
Utah | ..Electric utilities | 36930708 | 32526221 | 34770049 | 34900905 | 32614171 | 34205634 | 39381081 | 40741425 | 39526881 | 36386135 | 38392512 | 39522124 | 40991819 | 44424071 | 43319965 | 39590509 | 36695193 | 37165917 | 37544892 | 36071946 | 35138801 | 35827490 | 36071421 | 35160477 | 33969325 | 32228605 | 32101107 | 34455058 | 33460939 | 32920738 | 30158463 | 32260340
Utah | ..Independent power producers | 4988996 | 4009657 | 3747169 | 3803049 | 3870730 | 2756708 | 1497580 | 1929892 | 1843244 | 1947826 | 1628428 | 1516836 | 1324982 | 976356 | 1095949 | 828602 | 705923 | 405957 | 447389 | 485116 | 395586 | 439593 | 408876 | 395251 | 401820 | 424023 | 376502 | 384366 | 228936 | 22701 | 22701 | 22701
Utah | ..Combined heat and power, electric | 115199 | 55156 | 0 | 0 | 826 | 9789 | 7475 | 7304 | 9716 | 9429 | 9441 | 9464 | 10006 | -2076 | 10633 | 11035 | 7051 | 6982 | 9298 | 11247 | 9680 | 9133 | 8169 | 0 | 0 | 0 | 0 | 0 | 0 | 0 | 0 | 0
Utah | Electric power sector generation subtotal | 42034903 | 36591034 | 38517218 | 38703954 | 36485727 | 36972131 | 40886136 | 42678621 | 41379841 | 38343390 | 40030381 | 41048424 | 42326807 | 45398351 | 44426547 | 40430146 | 37408167 | 37578856 | 38001579 | 36568309 | 35544067 | 36276215 | 36488465 | 35555728 | 34371145 | 32652628 | 32477609 | 34839424 | 33689875 | 32943439 | 30181164 | 32283041
Utah | ..Combined heat and power, commercial | 113792 | 85298 | 80063 | 79088 | 83510 | 89924 | 92926 | 83348 | 83725 | 37815 | 15 | 209 | 2757 | 5762 | 45011 | 28497 | 20135 | 21246 | 22087 | 23935 | 20965 | 24602 | 26310 | 25714 | 24065 | 22078 | 28182 | 29092 | 28923 | 30327 | 30327 | 30327
Utah | ..Combined heat and power, industrial | 416950 | 410977 | 519753 | 592382 | 842639 | 1071873 | 970059 | 1022557 | 1053185 | 1021755 | 805754 | 1200721 | 1213382 | 1174649 | 901017 | 804681 | 736829 | 611875 | 0 | 15759 | 288719 | 308256 | 269853 | 328987 | 317003 | 277154 | 301596 | 328318 | 339304 | 263372 | 294414 | 250170
Utah | Industrial and commercial generation subtotal | 530742 | 496275 | 599816 | 671470 | 926149 | 1161797 | 1062985 | 1105905 | 1136910 | 1059570 | 805769 | 1200930 | 1216139 | 1180411 | 946028 | 833178 | 756964 | 633121 | 22087 | 39694 | 309684 | 332857 | 296163 | 354701 | 341068 | 299233 | 329778 | 357410 | 368227 | 293699 | 324741 | 280497
Utah | Total net generation | 42565645 | 37087309 | 39117033 | 39375424 | 37411876 | 38133928 | 41949120 | 43784526 | 42516751 | 39402961 | 40836150 | 42249355 | 43542946 | 46578763 | 45372575 | 41263324 | 38165131 | 38211977 | 38023666 | 36608003 | 35853751 | 36609073 | 36784629 | 35910429 | 34712213 | 32951860 | 32807387 | 35196834 | 34058102 | 33237139 | 30505906 | 32563539
Utah | Total international imports | 0 | 0 | 0 | 39595 | 8465 | 10466 | 16351 | 29087 | 0 | 11575 | 11280 | 17434 | 8238 | 12346 | 21527 | 15238 | 41018 | 14851 | 5762 | 8800 | 0 | 0 | 0 | 1544 | 28480 | 0 | 0 | 0 | 0 | 0 | 0 | 0
Utah | Net interstate imports | 0 | 0 | 0 | 0 | 0 | 0 | 0 | 0 | 0 | 0 | 0 | 0 | 0 | 0 | 0 | 0 | 0 | 0 | 0 | 0 | 0 | 0 | 0 | 0 | 0 | 0 | 0 | 0 | 0 | 0 | 0 | 0
Utah | Total supply | 42565645 | 37087309 | 39117033 | 39415019 | 37420341 | 38144394 | 41965471 | 43813613 | 42516751 | 39414536 | 40847430 | 42266789 | 43551184 | 46591109 | 45394102 | 41278562 | 38206149 | 38226828 | 38029428 | 36616803 | 35853751 | 36609073 | 36784629 | 35911973 | 34740693 | 32951860 | 32807387 | 35196834 | 34058102 | 33237139 | 30505906 | 32563539
Utah | Disposition
Utah | Sales to ultimate customers
Utah | ..Full service providers | 32675058 | 31661015 | 31138204 | 31237751 | 30586727 | 30177246 | 30190022 | 30040784 | 30474034 | 29723368 | 28858946 | 28044001 | 27586700 | 28191511 | 27785447 | 26365716 | 25000498 | 24511704 | 23860350 | 23267188 | 23217308 | 23185277 | 21879032 | 20700326 | 20375525 | 19858069 | 18460240 | 17847064 | 16867129 | 16567056 | 15907404 | 15401674
Utah | ..Energy-only providers | 0 | 0 | 0 | 0 | 0 | 0 | 0 | 0 | 0 | 0 | 0 | 0 | 0 | 0 | 0 | 0 | 0 | 0 | 0 | 0 | 0 | 0 | 0 | 0 | 0 | 0 | 0 | 0 | 0 | 0 | 0 | 0
Utah | ..Facility direct sales | 2569 | 2142 | 4361 | 4657 | 2294 | 2288 | 2328 | 2235 | 0 | 0 | 0 | 0 | 0 | 0 | 0 | 0 | 0 | 0 | 0 | 0 | 0 | 0 | 0 | 0 | 0 | 0 | 0 | 0 | 0 | 0 | 0 | 0
Utah | Total electric industry sales | 32677627 | 31663157 | 31142565 | 31242408 | 30589021 | 30179534 | 30192350 | 30043019 | 30474034 | 29723368 | 28858946 | 28044001 | 27586700 | 28191511 | 27785447 | 26365716 | 25000498 | 24511704 | 23860350 | 23267188 | 23217308 | 23185277 | 21879032 | 20700326 | 20375525 | 19858069 | 18460240 | 17847064 | 16867129 | 16567056 | 15907404 | 15401674
Utah | Direct use | 626346 | 640916 | 687337 | 755713 | 1078250 | 1323916 | 1209729 | 1227421 | 1227680 | 1118193 | 859036 | 1243780 | 1092589 | 16514 | 72631 | 967261 | 741775 | 360581 | 360206 | 355689 | 348122 | 364369 | 327340 | 385813 | 365473 | 343584 | 381505 | 404016 | 420238 | 304911 | 280458 | 252135
Utah | Total international exports | 0 | 0 | 0 | 955 | 13 | 36 | 934 | 27779 | 17689 | 1858 | 1265 | 12988 | 43030 | 54552 | 37666 | 814 | 824 | 0 | 0 | 0 | 0 | 0 | 0 | 0 | 0 | 0 | 0 | 0 | 0 | 0 | 0 | 0
Utah | Estimated losses | 1537367 | 1763456 | 1688671 | 1611410 | 1663995 | 1575103 | 1506165 | 1564338 | 1637054 | 1609638 | 1783299 | 1732496 | 1756098 | 1795813 | 1758610 | 1709523 | 1670927 | 1796120 | 1752021 | 1745263 | 1815674 | 1803427 | 1716456 | 1471953 | 1536253 | 1541417 | 1408982 | 1355776 | 1349938 | 1309689 | 1221446 | 1169307
Utah | Unaccounted | 208703 | -47566 | 77749 | 195315 | 213175 | 374480 | 470566 | 388448 | 459709 | 508280 | 182823 | 246079 | 248679 | 368162 | 442834 | 0 | 0 | 0 | 0 | 0 | 0 | 0 | 0 | 0 | 0 | 0 | 0 | 0 | 0 | 0 | 0 | 0
Utah | Net interstate exports | 7515602 | 3067346 | 5520712 | 5609218 | 3875887 | 4691325 | 8585727 | 10562608 | 8700585 | 6453198 | 9162061 | 10987444 | 12824087 | 16164557 | 15296914 | 11940655 | 10340590 | 10708190 | 11463216 | 10718270 | 10158825 | 10615576 | 12184757 | 12790436 | 11903920 | 10645709 | 12027926 | 15180146 | 15054208 | 14593859 | 12688879 | 15309286
Utah | Total disposition | 42565645 | 37087309 | 39117033 | 39415019 | 37420341 | 38144394 | 41965471 | 43813613 | 42516751 | 39414536 | 40847430 | 42266789 | 43551184 | 46591109 | 45394102 | 41278562 | 38206149 | 38226828 | 38029428 | 36616803 | 35853751 | 36609073 | 36784629 | 35911973 | 34740693 | 32951860 | 32807387 | 35196834 | 34058102 | 33237139 | 30505906 | 32563539
Utah | Net interstate trade | 7515602 | 3067346 | 5520712 | 5609218 | 3875887 | 4691325 | 8585727 | 10562608 | 8700585 | 6453198 | 9162061 | 10987444 | 12824087 | 16164557 | 15296914 | 11940655 | 10340590 | 10708190 | 11463216 | 10718270 | 10158825 | 10615576 | 12184757 | 12790436 | 11903920 | 10645709 | 12027926 | 15180146 | 15054208 | 14593859 | 12688879 | 15309286
Utah | Net trade index (ratio) | 1.21 | 1.09 | 1.16 | 1.17 | 1.12 | 1.14 | 1.26 | 1.32 | 1.26 | 1.2 | 1.29 | 1.35 | 1.42 | 1.53 | 1.51 | 1.41 | 1.37 | 1.39 | 1.43 | 1.41 | 1.4 | 1.41 | 1.5 | 1.55 | 1.52 | 1.48 | 1.58 | 1.76 | 1.79 | 1.78 | 1.71 | 1.89
Utah | Facility Direct Sales are electricity sales from non utility power producers which reported electricity sales to an ultimate customer. Net Interstate Trade = Total Supply - (Total Electric Industry Sales + Direct Use + Total International Exports (if applies) + Estimated Losses). Net Trade Index is the sum of Total Supply / (Total Disposition - Net Interstate Trade). A negative Net Interstate Trade value indicates a net import of electric power. Notes: Totals may not equal sum of components because of independent rounding. Estimated Losses are reported at the utility level, and then allocated to States based on the utility`s salesto ultimate customers by State. Reported losses may include electricity unaccounted for by the utility. Direct use is commercial or industrial use of electricity that (1) is self-generated (2) is produced by either the same entity that consumes the power or an affiliate,and (3) is used in direct support of a service or industrial process located within the same facility or group of facilities that houses the generating equipment. Direct use is exclusive of station use. Beginning with publication year 2010, Total disposition has been reorganized to include Net Interstate Trade. Therefore, Total Disposition equals Total Supply. Sources: U.S. Energy Information Administration, Form EIA-923, Power Plant Operations Report and predecessor forms. U.S. Energy Information Administration,Form EIA-860, Annual Electric Generator Report. U.S. Energy Information Administration, Form EIA-861, Annual Electric Power Industry Report. Form EIA-111, Quarterly Imports and Exports Report.
Vermont
Vermont | megawatthours
Vermont | Category | Year 2021 | Year 2020 | Year 2019 | Year 2018 | Year 2017 | Year 2016 | Year 2015 | Year 2014 | Year 2013 | Year 2012 | Year 2011 | Year 2010 | Year 2009 | Year 2008 | Year 2007 | Year 2006 | Year 2005 | Year 2004 | Year 2003 | Year 2002 | Year 2001 | Year 2000 | Year 1999 | Year 1998 | Year 1997 | Year 1996 | Year 1995 | Year 1994 | Year 1993 | Year 1992 | Year 1991 | Year 1990
Vermont | Supply
Vermont | Generation
Vermont | ..Electric utilities | 899191 | 899954 | 969962 | 855518 | 928595 | 865081 | 897963 | 868079 | 872238 | 622570 | 699768 | 720853 | 711507 | 752800 | 701474 | 802680 | 673607 | 643426 | 626337 | 2971224 | 4734002 | 5307016 | 4734555 | 4393537 | 5323432 | 5004219 | 4839820 | 5293892 | 4300537 | 4698045 | 5258829 | 4992578
Vermont | ..Independent power producers | 1205371 | 1253698 | 1316441 | 1319953 | 1209669 | 1042637 | 1081125 | 6159635 | 5984293 | 5962535 | 6048705 | 5873829 | 6545869 | 6046320 | 5120584 | 6256469 | 5013151 | 4800350 | 5395549 | 2465423 | 711345 | 957848 | 933281 | 508226 | 313695 | 308716 | 280168 | 282113 | 297353 | 131840 | 94518 | 133799
Vermont | ..Combined heat and power, electric | 0 | 0 | 0 | 0 | 0 | 0 | 0 | 0 | 24900 | 0 | 0 | 0 | 0 | 0 | 0 | 0 | 0 | 0 | 0 | 0 | 0 | 0 | 0 | 0 | 0 | 0 | 0 | 0 | 0 | 0 | 0 | 0
Vermont | Electric power sector generation subtotal | 2104562 | 2153652 | 2286403 | 2175471 | 2138264 | 1907718 | 1979088 | 7027714 | 6881431 | 6585105 | 6748473 | 6594682 | 7257376 | 6799120 | 5822058 | 7059149 | 5686758 | 5443776 | 6021886 | 5436647 | 5445347 | 6264864 | 5667836 | 4901763 | 5637127 | 5312935 | 5119988 | 5576005 | 4597890 | 4829885 | 5353347 | 5126377
Vermont | ..Combined heat and power, commercial | 3141 | 2756 | 3395 | 3444 | 3124 | 3489 | 2959 | 3680 | 3479 | 3413 | 3854 | 0 | 0 | 0 | 0 | 0 | 0 | 0 | 0 | 0 | 0 | 0 | 0 | 0 | 0 | 0 | 0 | 0 | 0 | 0 | 0 | 0
Vermont | ..Combined heat and power, industrial | 0 | 0 | 0 | 0 | 0 | 0 | 0 | 0 | 0 | 23268 | 23892 | 25308 | 24972 | 21096 | 1524 | 25195 | 29997 | 26602 | 6076 | 19543 | 35265 | 38150 | 35757 | 44534 | 43410 | 37184 | 40074 | 41025 | 45875 | 40258 | 34638 | 37731
Vermont | Industrial and commercial generation subtotal | 3141 | 2756 | 3395 | 3444 | 3124 | 3489 | 2959 | 3680 | 3479 | 26681 | 27746 | 25308 | 24972 | 21096 | 1524 | 25195 | 29997 | 26602 | 6076 | 19543 | 35265 | 38150 | 35757 | 44534 | 43410 | 37184 | 40074 | 41025 | 45875 | 40258 | 34638 | 37731
Vermont | Total net generation | 2107703 | 2156407 | 2289798 | 2178915 | 2141388 | 1911207 | 1982047 | 7031394 | 6884910 | 6611786 | 6776219 | 6619990 | 7282348 | 6820216 | 5823582 | 7084344 | 5716755 | 5470379 | 6027962 | 5456190 | 5480612 | 6303014 | 5703593 | 4946297 | 5680538 | 5350119 | 5160062 | 5617030 | 4643765 | 4870143 | 5387985 | 5164108
Vermont | Total international imports | 13906190 | 14065157 | 14133631 | 9726362 | 10345461 | 8961559 | 10804451 | 11181948 | 11742473 | 11514688 | 2524030 | 2458432 | 2604760 | 2534008 | 2610161 | 2508934 | 2159606 | 1952104 | 1941502 | 2433433 | 2999082 | 4279526 | 7837392 | 3927660 | 4093278 | 3804746 | 4393837 | 3486657 | 3099617 | 2741116 | 2031891 | 1808826
Vermont | Net interstate imports | 0 | 0 | 0 | 0 | 0 | 0 | 0 | 0 | 0 | 0 | 0 | 0 | 0 | 0 | 0 | 0 | 0 | 0 | 0 | 0 | 0 | 0 | 0 | 0 | 0 | 0 | 0 | 0 | 0 | 0 | 0 | 0
Vermont | Total supply | 16013893 | 16221564 | 16423429 | 11905277 | 12486849 | 10872766 | 12786498 | 18213342 | 18627383 | 18126474 | 9300249 | 9078422 | 9887108 | 9354224 | 8433743 | 9593278 | 7876361 | 7422483 | 7969464 | 7889623 | 8479694 | 10582540 | 13540985 | 8873957 | 9773816 | 9154865 | 9553899 | 9103687 | 7743382 | 7611259 | 7419876 | 6972934
Vermont | Disposition
Vermont | Sales to ultimate customers
Vermont | ..Full service providers | 5406958 | 5320962 | 5424948 | 5528474 | 5421072 | 5513634 | 5518675 | 5569802 | 5582255 | 5510764 | 5550184 | 5594833 | 5496513 | 5741204 | 5864006 | 5795029 | 5883053 | 5663772 | 5336899 | 5629263 | 5585446 | 5638614 | 5527328 | 5363258 | 5312146 | 5239492 | 5104102 | 5066504 | 5015558 | 4941032 | 4704457 | 4716228
Vermont | ..Energy-only providers | 0 | 0 | 0 | 0 | 0 | 0 | 0 | 0 | 0 | 0 | 0 | 0 | 0 | 0 | 0 | 0 | 0 | 0 | 0 | 0 | 31992 | 0 | 0 | 0 | 0 | 0 | 0 | 0 | 0 | 0 | 0 | 0
Vermont | ..Facility direct sales | 5738 | 10496 | 2716 | 2474 | 2590 | 2816 | 2434 | 59 | 5457 | 0 | 0 | 0 | 0 | 0 | 0 | 0 | 0 | 0 | 15530 | 0 | 0 | 0 | 0 | 0 | 0 | 0 | 0 | 0 | 0 | 0 | 0 | 0
Vermont | Total electric industry sales | 5412696 | 5331458 | 5427664 | 5530948 | 5423662 | 5516450 | 5521109 | 5569861 | 5587712 | 5510764 | 5550184 | 5594833 | 5496513 | 5741204 | 5864006 | 5795029 | 5883053 | 5663772 | 5352429 | 5629263 | 5617438 | 5638614 | 5527328 | 5363258 | 5312146 | 5239492 | 5104102 | 5066504 | 5015558 | 4941032 | 4704457 | 4716228
Vermont | Direct use | 7460 | 7921 | 5072 | 9682 | 4384 | 4818 | 4375 | 5462 | 3908 | 3891 | 5064 | 19806 | 1287 | 0 | 19028 | 25524 | 30484 | 70982 | 70908 | 70019 | 68529 | 45390 | 112268 | 54456 | 43873 | 37199 | 59569 | 64173 | 57845 | 44731 | 35275 | 33832
Vermont | Total international exports | 1793 | 415 | 250 | 6440 | 9496 | 6937 | 13235 | 25398 | 3704 | 15700 | 2161 | 32247 | 41271 | 40650 | 117140 | 80066 | 38272 | 14402 | 25615 | 0 | 0 | 362070 | 165078 | 66924 | 119741 | 287925 | 439703 | 443336 | 499835 | 669689 | 327830 | 98793
Vermont | Estimated losses | 254648 | 296932 | 294309 | 285273 | 295039 | 287909 | 275424 | 290022 | 300170 | 298430 | 342966 | 345636 | 349894 | 365718 | 371147 | 375743 | 393198 | 415019 | 393019 | 422249 | 439303 | 438590 | 433631 | 381369 | 400520 | 406698 | 389572 | 384883 | 401414 | 390607 | 361231 | 358060
Vermont | Unaccounted | 34569 | -8009 | 13550 | 34577 | 37798 | 68450 | 86050 | 72017 | 84292 | 94236 | 35161 | 49093 | 49548 | 74976 | 93458 | 0 | 0 | 0 | 0 | 0 | 0 | 0 | 0 | 0 | 0 | 0 | 0 | 0 | 0 | 0 | 0 | 0
Vermont | Net interstate exports | 10302726 | 10592848 | 10682584 | 6038357 | 6716471 | 4988201 | 6886305 | 12250582 | 12647597 | 12203453 | 3364713 | 3036806 | 3948595 | 3131676 | 1968963 | 3065279 | 1281175 | 1049527 | 1984442 | 1623748 | 2262811 | 3898951 | 7161177 | 2816507 | 3700300 | 2981584 | 3368897 | 2977978 | 1592672 | 1381366 | 1822880 | 1590664
Vermont | Total disposition | 16013893 | 16221564 | 16423429 | 11905277 | 12486849 | 10872766 | 12786498 | 18213342 | 18627383 | 18126474 | 9300249 | 9078422 | 9887108 | 9354224 | 8433743 | 9593278 | 7876361 | 7422483 | 7969464 | 7889623 | 8479694 | 10582540 | 13540985 | 8873957 | 9773816 | 9154865 | 9553899 | 9103687 | 7743382 | 7611259 | 7419876 | 6972934
Vermont | Net interstate trade | 10302726 | 10592848 | 10682584 | 6038357 | 6716471 | 4988201 | 6886305 | 12250582 | 12647597 | 12203453 | 3364713 | 3036806 | 3948595 | 3131676 | 1968963 | 3065279 | 1281175 | 1049527 | 1984442 | 1623748 | 2262811 | 3898951 | 7161177 | 2816507 | 3700300 | 2981584 | 3368897 | 2977978 | 1592672 | 1381366 | 1822880 | 1590664
Vermont | Net trade index (ratio) | 2.8 | 2.88 | 2.86 | 2.03 | 2.16 | 1.85 | 2.17 | 3.05 | 3.12 | 3.06 | 1.57 | 1.5 | 1.66 | 1.5 | 1.3 | 1.47 | 1.19 | 1.16 | 1.33 | 1.26 | 1.36 | 1.58 | 2.12 | 1.46 | 1.61 | 1.48 | 1.54 | 1.49 | 1.26 | 1.22 | 1.33 | 1.3
Vermont | Facility Direct Sales are electricity sales from non utility power producers which reported electricity sales to an ultimate customer. Net Interstate Trade = Total Supply - (Total Electric Industry Sales + Direct Use + Total International Exports (if applies) + Estimated Losses). Net Trade Index is the sum of Total Supply / (Total Disposition - Net Interstate Trade). A negative Net Interstate Trade value indicates a net import of electric power. Notes: Totals may not equal sum of components because of independent rounding. Estimated Losses are reported at the utility level, and then allocated to States based on the utility`s salesto ultimate customers by State. Reported losses may include electricity unaccounted for by the utility. Direct use is commercial or industrial use of electricity that (1) is self-generated (2) is produced by either the same entity that consumes the power or an affiliate,and (3) is used in direct support of a service or industrial process located within the same facility or group of facilities that houses the generating equipment. Direct use is exclusive of station use. Beginning with publication year 2010, Total disposition has been reorganized to include Net Interstate Trade. Therefore, Total Disposition equals Total Supply. Sources: U.S. Energy Information Administration, Form EIA-923, Power Plant Operations Report and predecessor forms. U.S. Energy Information Administration,Form EIA-860, Annual Electric Generator Report. U.S. Energy Information Administration, Form EIA-861, Annual Electric Power Industry Report. Form EIA-111, Quarterly Imports and Exports Report.
Virginia
Virginia | megawatthours
Virginia | Category | Year 2021 | Year 2020 | Year 2019 | Year 2018 | Year 2017 | Year 2016 | Year 2015 | Year 2014 | Year 2013 | Year 2012 | Year 2011 | Year 2010 | Year 2009 | Year 2008 | Year 2007 | Year 2006 | Year 2005 | Year 2004 | Year 2003 | Year 2002 | Year 2001 | Year 2000 | Year 1999 | Year 1998 | Year 1997 | Year 1996 | Year 1995 | Year 1994 | Year 1993 | Year 1992 | Year 1991 | Year 1990
Virginia | Supply
Virginia | Generation
Virginia | ..Electric utilities | 72449064 | 80243866 | 74385815 | 72378588 | 70951166 | 76224379 | 67573071 | 62966914 | 63724860 | 56188401 | 53328664 | 58902054 | 59225368 | 59780402 | 64316732 | 61176351 | 65456080 | 65103653 | 61806347 | 62880125 | 62135492 | 65842720 | 65071068 | 63814565 | 58985991 | 56532918 | 52727470 | 52732286 | 52181906 | 48963593 | 48940655 | 47200499
Virginia | ..Independent power producers | 17372680 | 18138146 | 18141353 | 18747217 | 15395810 | 12051970 | 12151327 | 10124494 | 9587886 | 10824652 | 9150792 | 9303146 | 5627311 | 4969674 | 6537922 | 4635550 | 5278554 | 6263260 | 6058005 | 4828127 | 4696899 | 2857726 | 2408323 | 2285178 | 2510375 | 3016640 | 3341351 | 2313071 | 2297630 | 1670272 | 813240 | 427932
Virginia | ..Combined heat and power, electric | 1012106 | 1967251 | 1528805 | 1517249 | 1223999 | 1373406 | 1765112 | 1363562 | 1080585 | 1484439 | 1999340 | 2544588 | 2607854 | 5020046 | 4638270 | 4409041 | 5251187 | 4508634 | 4367778 | 4074281 | 4593146 | 5344130 | 3233798 | 2827119 | 3745571 | 3952388 | 3856415 | 4061982 | 4067684 | 2885741 | 2317857 | 2161720
Virginia | Electric power sector generation subtotal | 90833850 | 100349262 | 94055972 | 92643054 | 87570975 | 89649755 | 81489510 | 74454970 | 74393330 | 68497492 | 64478796 | 70749788 | 67460533 | 69770121 | 75492925 | 70220942 | 75985821 | 75875547 | 72232130 | 71782533 | 71425537 | 74044576 | 70713189 | 68926861 | 65241937 | 63501945 | 59925237 | 59107339 | 58547219 | 53519606 | 52071752 | 49790151
Virginia | ..Combined heat and power, commercial | 328390 | 363879 | 367971 | 381651 | 439456 | 448655 | 463144 | 476142 | 450717 | 253178 | 386830 | 361778 | 333718 | 386340 | 398376 | 346884 | 389315 | 360767 | 332445 | 456195 | 514904 | 606409 | 543276 | 610415 | 657491 | 759998 | 554133 | 333414 | 90720 | 182509 | 164514 | 264869
Virginia | ..Combined heat and power, industrial | 2315942 | 2342859 | 2403696 | 2484416 | 2406718 | 2456466 | 2458938 | 2206326 | 2052518 | 1988565 | 1805233 | 1854890 | 2287814 | 2522070 | 2469206 | 2501710 | 2567909 | 2663726 | 2744845 | 2766923 | 2164303 | 2538386 | 2641144 | 2662167 | 2615906 | 2633181 | 2516651 | 2608173 | 2605571 | 2650240 | 2492830 | 2509438
Virginia | Industrial and commercial generation subtotal | 2644332 | 2706738 | 2771667 | 2866067 | 2846174 | 2905121 | 2922082 | 2682468 | 2503235 | 2241743 | 2192063 | 2216668 | 2621533 | 2908410 | 2867582 | 2848594 | 2957224 | 3024493 | 3077290 | 3223118 | 2679207 | 3144795 | 3184420 | 3272582 | 3273397 | 3393179 | 3070785 | 2941587 | 2696291 | 2832749 | 2657344 | 2774307
Virginia | Total net generation | 93478182 | 103056001 | 96827639 | 95509121 | 90417149 | 92554876 | 84411592 | 77137438 | 76896565 | 70739235 | 66670859 | 72966456 | 70082066 | 72678531 | 78360507 | 73069537 | 78943045 | 78900040 | 75309420 | 75005651 | 74104744 | 77189371 | 73897608 | 72199443 | 68515334 | 66895125 | 62996021 | 62048926 | 61243511 | 56352355 | 54729096 | 52564458
Virginia | Total international imports | 0 | 0 | 0 | 30492 | 28220 | 0 | 0 | 0 | 0 | 0 | 0 | 0 | 0 | 0 | 0 | 0 | 0 | 0 | 16 | 375 | 0 | 0 | 0 | 0 | 0 | 0 | 0 | 0 | 0 | 0 | 0 | 0
Virginia | Net interstate imports | 41102159 | 23301608 | 31099543 | 32250714 | 30615042 | 29672251 | 37671869 | 43824242 | 43672009 | 46817968 | 52912485 | 50858500 | 48698862 | 48576229 | 44487255 | 45677733 | 42376444 | 39458324 | 37713380 | 37211367 | 32642807 | 31241626 | 30705823 | 29008475 | 29466309 | 31500656 | 32866650 | 30156199 | 30437308 | 29678463 | 29400320 | 28877488
Virginia | Total supply | 134580341 | 126357609 | 127927182 | 127790327 | 121060411 | 122227127 | 122083461 | 120961680 | 120568574 | 117557203 | 119583344 | 123824956 | 118780928 | 121254760 | 122847762 | 118747270 | 121319489 | 118358364 | 113022816 | 112217393 | 106747551 | 108430997 | 104603431 | 101207918 | 97981643 | 98395781 | 95862671 | 92205125 | 91680819 | 86030818 | 84129416 | 81441946
Virginia | Disposition
Virginia | Sales to ultimate customers
Virginia | ..Full service providers | 117126934 | 112825144 | 116816747 | 117384211 | 110944698 | 111646889 | 111761995 | 112054916 | 110511827 | 107794985 | 110228265 | 113806135 | 108461587 | 110090819 | 111525729 | 106533840 | 108675998 | 105236917 | 101323815 | 100305309 | 95844135 | 96715402 | 93032468 | 90608523 | 87420340 | 87595643 | 85162485 | 82210138 | 81371781 | 76448426 | 75111148 | 72696269
Virginia | ..Energy-only providers | 8118262 | 4429244 | 1605588 | 776476 | 583030 | 631421 | 247050 | 43465 | 0 | 0 | 0 | 0 | 876 | 15518 | 43823 | 41940 | 22055 | 25907 | 30603 | 313261 | 609040 | 0 | 0 | 0 | 0 | 0 | 0 | 0 | 0 | 0 | 0 | 0
Virginia | ..Facility direct sales | 0 | 0 | 13045 | 5661 | 2004 | 2355 | 0 | 0 | 0 | 0 | 0 | 0 | 0 | 0 | 0 | 145461 | 151499 | 161349 | 155313 | 196028 | 0 | 0 | 0 | 0 | 0 | 0 | 0 | 0 | 0 | 0 | 0 | 0
Virginia | Total electric industry sales | 125245196 | 117254388 | 118435380 | 118166348 | 111529732 | 112280665 | 112009045 | 112098381 | 110511827 | 107794985 | 110228265 | 113806135 | 108462463 | 110106337 | 111569552 | 106721241 | 108849552 | 105424173 | 101509731 | 100814598 | 96453175 | 96715402 | 93032468 | 90608523 | 87420340 | 87595643 | 85162485 | 82210138 | 81371781 | 76448426 | 75111148 | 72696269
Virginia | Direct use | 2642894 | 2748969 | 2774097 | 2789651 | 2686351 | 2693188 | 2741042 | 1576943 | 2452991 | 2081360 | 1845371 | 1989510 | 2436293 | 2696683 | 2438542 | 2618130 | 2577487 | 2998532 | 2995409 | 2957850 | 2894919 | 2882976 | 2983983 | 3093533 | 3012075 | 2960768 | 2699123 | 2737415 | 2713544 | 3111171 | 2763433 | 2626953
Virginia | Total international exports | 0 | 0 | 0 | 856 | 34 | 0 | 0 | 0 | 0 | 0 | 0 | 0 | 0 | 0 | 0 | 0 | 0 | 0 | 0 | 0 | 0 | 0 | 0 | 0 | 0 | 0 | 0 | 0 | 0 | 0 | 0 | 0
Virginia | Estimated losses | 5892345 | 6530397 | 6422026 | 6094743 | 6067042 | 5860049 | 5587644 | 5836956 | 5936655 | 5837525 | 6811405 | 7030689 | 6904441 | 7013828 | 7061513 | 6919685 | 7275040 | 7725061 | 7453669 | 7562065 | 7542972 | 7522840 | 7298595 | 6442963 | 6591226 | 6799322 | 6500047 | 6245203 | 6512481 | 6043537 | 5767394 | 5519159
Virginia | Unaccounted | 799906 | -176146 | 295679 | 738729 | 777252 | 1393224 | 1745730 | 1449400 | 1667101 | 1843333 | 698303 | 998622 | 977731 | 1437912 | 1778155 | 0 | 0 | 0 | 0 | 0 | 0 | 0 | 0 | 0 | 0 | 0 | 0 | 0 | 0 | 0 | 0 | 0
Virginia | Net interstate exports | 0 | 0 | 0 | 0 | 0 | 0 | 0 | 0 | 0 | 0 | 0 | 0 | 0 | 0 | 0 | 0 | 0 | 0 | 0 | 0 | 0 | 0 | 0 | 0 | 0 | 0 | 0 | 0 | 0 | 0 | 0 | 0
Virginia | Total disposition | 134580341 | 126357609 | 127927182 | 127790327 | 121060411 | 122227127 | 122083461 | 120961680 | 120568574 | 117557203 | 119583344 | 123824956 | 118780928 | 121254760 | 122847762 | 118747270 | 121319489 | 118358364 | 113022816 | 112217393 | 106747551 | 108430997 | 104603431 | 101207918 | 97981643 | 98395781 | 95862671 | 92205125 | 91680819 | 86030818 | 84129416 | 81441946
Virginia | Net interstate trade | -41102159 | -23301608 | -31099543 | -32250714 | -30615042 | -29672251 | -37671869 | -43824242 | -43672009 | -46817968 | -52912485 | -50858500 | -48698862 | -48576229 | -44487255 | -45677733 | -42376444 | -39458324 | -37713380 | -37211367 | -32642807 | -31241626 | -30705823 | -29008475 | -29466309 | -31500656 | -32866650 | -30156199 | -30437308 | -29678463 | -29400320 | -28877488
Virginia | Net trade index (ratio) | 0.69 | 0.82 | 0.76 | 0.75 | 0.75 | 0.76 | 0.69 | 0.64 | 0.64 | 0.6 | 0.56 | 0.59 | 0.59 | 0.6 | 0.64 | 0.62 | 0.65 | 0.67 | 0.67 | 0.67 | 0.69 | 0.71 | 0.71 | 0.71 | 0.7 | 0.68 | 0.66 | 0.67 | 0.67 | 0.66 | 0.65 | 0.65
Virginia | Facility Direct Sales are electricity sales from non utility power producers which reported electricity sales to an ultimate customer. Net Interstate Trade = Total Supply - (Total Electric Industry Sales + Direct Use + Total International Exports (if applies) + Estimated Losses). Net Trade Index is the sum of Total Supply / (Total Disposition - Net Interstate Trade). A negative Net Interstate Trade value indicates a net import of electric power. Notes: Totals may not equal sum of components because of independent rounding. Estimated Losses are reported at the utility level, and then allocated to States based on the utility`s salesto ultimate customers by State. Reported losses may include electricity unaccounted for by the utility. Direct use is commercial or industrial use of electricity that (1) is self-generated (2) is produced by either the same entity that consumes the power or an affiliate,and (3) is used in direct support of a service or industrial process located within the same facility or group of facilities that houses the generating equipment. Direct use is exclusive of station use. Beginning with publication year 2010, Total disposition has been reorganized to include Net Interstate Trade. Therefore, Total Disposition equals Total Supply. Sources: U.S. Energy Information Administration, Form EIA-923, Power Plant Operations Report and predecessor forms. U.S. Energy Information Administration,Form EIA-860, Annual Electric Generator Report. U.S. Energy Information Administration, Form EIA-861, Annual Electric Power Industry Report. Form EIA-111, Quarterly Imports and Exports Report.
Washington
Washington | megawatthours
Washington | Category | Year 2021 | Year 2020 | Year 2019 | Year 2018 | Year 2017 | Year 2016 | Year 2015 | Year 2014 | Year 2013 | Year 2012 | Year 2011 | Year 2010 | Year 2009 | Year 2008 | Year 2007 | Year 2006 | Year 2005 | Year 2004 | Year 2003 | Year 2002 | Year 2001 | Year 2000 | Year 1999 | Year 1998 | Year 1997 | Year 1996 | Year 1995 | Year 1994 | Year 1993 | Year 1992 | Year 1991 | Year 1990
Washington | Supply
Washington | Generation
Washington | ..Electric utilities | 95616836 | 100652726 | 88466918 | 101638299 | 100482354 | 98948414 | 93675576 | 102294256 | 100013661 | 106615302 | 103334454 | 88057219 | 90733028 | 93162079 | 90531201 | 94067080 | 83152928 | 83500909 | 82205391 | 88568483 | 67683216 | 96227037 | 112071721 | 97127552 | 117453024 | 112606349 | 95671478 | 82347668 | 83771148 | 84114917 | 101353045 | 100478861
Washington | ..Independent power producers | 12979924 | 13360168 | 15775539 | 12824205 | 13034613 | 12564609 | 13040863 | 11553416 | 11658343 | 7770860 | 9379276 | 12329887 | 10530950 | 14907806 | 13797369 | 10886889 | 15286762 | 15054456 | 13541083 | 9817232 | 9453572 | 6587550 | 484377 | 350206 | 407735 | 324488 | 365132 | 336421 | 301886 | 311951 | 188961 | 176850
Washington | ..Combined heat and power, electric | 0 | 0 | 0 | 899661 | 940599 | 1026266 | 998946 | 1003103 | 1042190 | 1075813 | 1193709 | 1740163 | 2084959 | 1859588 | 1947956 | 2385142 | 2516565 | 2582512 | 3350437 | 3268354 | 4427127 | 4064721 | 3047598 | 3245935 | 2947067 | 4204129 | 4692586 | 4567805 | 2662828 | 706236 | 256829 | 8460
Washington | Electric power sector generation subtotal | 108596760 | 114012894 | 104242457 | 115362165 | 114457566 | 112539289 | 107715385 | 114850774 | 112714194 | 115461975 | 113907439 | 102127269 | 103348937 | 109929473 | 106276525 | 107339111 | 100956255 | 101137877 | 99096911 | 101654069 | 81563915 | 106879308 | 115603696 | 100723694 | 120807826 | 117134965 | 100729196 | 87251894 | 86735862 | 85133104 | 101798835 | 100664171
Washington | ..Combined heat and power, commercial | 23683 | 24125 | 22374 | 31578 | 26936 | 36089 | 34789 | 29642 | 25715 | 7020 | 6583 | 68131 | 58836 | 62959 | 52256 | 78033 | 72734 | 94996 | 77409 | 32932 | 137980 | 106251 | 117921 | 115581 | 113510 | 111940 | 110361 | 89142 | 74935 | 78864 | 94194 | 100626
Washington | ..Combined heat and power, industrial | 2187958 | 2077449 | 2198777 | 1362985 | 1427576 | 1511205 | 1537284 | 1453946 | 1433007 | 1366478 | 1348579 | 1277329 | 1062360 | 836018 | 661435 | 786012 | 936861 | 932179 | 920371 | 1078048 | 1346769 | 1251318 | 1362400 | 1319234 | 1204832 | 1411224 | 1358028 | 1245440 | 1184979 | 1270461 | 977534 | 1306738
Washington | Industrial and commercial generation subtotal | 2211641 | 2101574 | 2221151 | 1394563 | 1454512 | 1547294 | 1572073 | 1483588 | 1458722 | 1373499 | 1355162 | 1345460 | 1121196 | 898978 | 713691 | 864045 | 1009595 | 1027175 | 997780 | 1110979 | 1484749 | 1357569 | 1480321 | 1434815 | 1318342 | 1523164 | 1468389 | 1334582 | 1259914 | 1349325 | 1071728 | 1407364
Washington | Total net generation | 110808401 | 116114468 | 106463608 | 116756729 | 115912078 | 114086582 | 109287458 | 116334363 | 114172916 | 116835473 | 115262601 | 103472729 | 104470133 | 110828451 | 106990217 | 108203155 | 101965850 | 102165052 | 100094691 | 102765048 | 83048665 | 108236877 | 117084017 | 102158509 | 122126167 | 118658129 | 102197585 | 88586476 | 87995776 | 86482429 | 102870563 | 102071535
Washington | Total international imports | 5333712 | 6831412 | 2409006 | 1435330 | 1814257 | 1514335 | 3618887 | 1687101 | 1889261 | 2246709 | 3045037 | 2211420 | 3150023 | 2973166 | 3622104 | 2429604 | 2532518 | 2228741 | 3445319 | 4361543 | 3152421 | 4257197 | 8833922 | 6868703 | 7198952 | 5270168 | 883468 | 2822891 | 1801202 | 6245029 | 2617362 | 280050
Washington | Net interstate imports | 0 | 0 | 0 | 0 | 0 | 0 | 0 | 0 | 0 | 0 | 0 | 1279785 | 0 | 0 | 0 | 0 | 0 | 0 | 0 | 0 | 10176675 | 1096439 | 0 | 1343594 | 0 | 0 | 0 | 6341351 | 13219397 | 7787678 | 0 | 0
Washington | Total supply | 116142113 | 122945880 | 108872614 | 118192059 | 117726335 | 115600917 | 112906345 | 118021464 | 116062177 | 119082182 | 118307638 | 106963934 | 107620156 | 113801617 | 110612321 | 110632759 | 104498368 | 104393793 | 103540010 | 107126591 | 96377761 | 113590513 | 125917939 | 110370806 | 129325119 | 123928297 | 103081053 | 97750718 | 103016375 | 100515136 | 105487925 | 102351585
Washington | Disposition
Washington | Sales to ultimate customers
Washington | ..Full service providers | 85952424 | 84485772 | 88730775 | 87977064 | 89639210 | 86799742 | 88103002 | 90021490 | 90750103 | 90002831 | 91363506 | 88116958 | 85263501 | 85287721 | 83474596 | 82941354 | 81394743 | 79606088 | 76104294 | 75403856 | 78495247 | 93193679 | 94155336 | 91049725 | 88306489 | 87413258 | 88353414 | 87133397 | 90472611 | 89319316 | 92713509 | 91046151
Washington | ..Energy-only providers | 2246244 | 2220372 | 2322021 | 2028727 | 2308962 | 2085574 | 2013084 | 2099219 | 2089434 | 2296073 | 2322385 | 2263012 | 4946501 | 2045163 | 2267351 | 2091981 | 2030457 | 375520 | 2020562 | 1088027 | 1170963 | 3317442 | 4874988 | 3822864 | 2625620 | 1010848 | 0 | 0 | 0 | 0 | 0 | 0
Washington | ..Facility direct sales | 0 | 0 | 0 | 0 | 0 | 0 | 0 | 20068 | 43186 | 37537 | 39026 | 0 | 0 | 0 | 0 | 0 | 0 | 0 | 8645 | 0 | 0 | 0 | 0 | 0 | 0 | 0 | 0 | 0 | 0 | 0 | 0 | 0
Washington | Total electric industry sales | 88198668 | 86706144 | 91052796 | 90005791 | 91948172 | 88885316 | 90116086 | 92140777 | 92882723 | 92336441 | 93724917 | 90379970 | 90210002 | 87332884 | 85741947 | 85033335 | 83425200 | 79981608 | 78133501 | 76491883 | 79666210 | 96511121 | 99030324 | 94872589 | 90932109 | 88424106 | 88353414 | 87133397 | 90472611 | 89319316 | 92713509 | 91046151
Washington | Direct use | 849629 | 841296 | 889650 | 987941 | 991401 | 1028209 | 949246 | 944590 | 1244298 | 818833 | 1003912 | 1043383 | 887911 | 650283 | 624040 | 759485 | 522383 | 1394018 | 1392566 | 1375105 | 1345849 | 1358902 | 1422104 | 1384728 | 1272012 | 1463148 | 1418041 | 1134517 | 1065936 | 1144802 | 841701 | 1218129
Washington | Total international exports | 1413460 | 1880719 | 6289765 | 5447095 | 2883609 | 2292801 | 6929097 | 9226485 | 8220860 | 8420115 | 9805972 | 9164045 | 9328182 | 10246628 | 6880724 | 11086396 | 5537369 | 7076947 | 5401791 | 5548924 | 8209880 | 5390058 | 7025492 | 4401860 | 3567105 | 663705 | 1648456 | 25538 | 1083688 | 2623 | 2955 | 36917
Washington | Estimated losses | 4149437 | 4829035 | 4937236 | 4642287 | 5001836 | 4639021 | 4495499 | 4797765 | 4989626 | 5000384 | 5791603 | 5583473 | 5742536 | 5563148 | 5426820 | 5513465 | 5575785 | 5860732 | 5737197 | 5737628 | 6230173 | 7506950 | 7769140 | 6746172 | 6856003 | 6863629 | 6743595 | 6619205 | 7240853 | 7061030 | 7118988 | 6912296
Washington | Unaccounted | 563300 | -130254 | 227317 | 562681 | 640788 | 1102925 | 1404515 | 1191354 | 1401161 | 1578986 | 593753 | 793063 | 813194 | 1140507 | 1366524 | 0 | 0 | 0 | 0 | 0 | 0 | 0 | 0 | 0 | 0 | 0 | 0 | 0 | 0 | 0 | 0 | 0
Washington | Net interstate exports | 20967619 | 28818941 | 5475850 | 16546263 | 16260529 | 17652645 | 9011902 | 9720493 | 7323509 | 10927423 | 7387481 | 0 | 638330 | 8868168 | 10572266 | 4932257 | 5979960 | 7523404 | 11143844 | 16434917 | 0 | 0 | 7546923 | 0 | 23842204 | 23939720 | 1979467 | 0 | 0 | 0 | 1642326 | 317343
Washington | Total disposition | 116142113 | 122945880 | 108872614 | 118192059 | 117726335 | 115600917 | 112906345 | 118021464 | 116062177 | 119082182 | 118307638 | 106963934 | 107620156 | 113801617 | 110612321 | 110632759 | 104498368 | 104393793 | 103540010 | 107126591 | 96377761 | 113590513 | 125917939 | 110370806 | 129325119 | 123928297 | 103081053 | 97750718 | 103016375 | 100515136 | 105487925 | 102351585
Washington | Net interstate trade | 20967619 | 28818941 | 5475850 | 16546263 | 16260529 | 17652645 | 9011902 | 9720493 | 7323509 | 10927423 | 7387481 | -1279785 | 638330 | 8868168 | 10572266 | 4932257 | 5979960 | 7523404 | 11143844 | 16434917 | -10176675 | -1096439 | 7546923 | -1343594 | 23842204 | 23939720 | 1979467 | -6341351 | -13219397 | -7787678 | 1642326 | 317343
Washington | Net trade index (ratio) | 1.22 | 1.31 | 1.05 | 1.16 | 1.16 | 1.18 | 1.09 | 1.09 | 1.07 | 1.1 | 1.07 | 0.99 | 1.01 | 1.08 | 1.11 | 1.05 | 1.06 | 1.08 | 1.12 | 1.18 | 0.89 | 0.99 | 1.06 | 0.99 | 1.23 | 1.24 | 1.02 | 0.94 | 0.87 | 0.92 | 1.02 | 1
Washington | Facility Direct Sales are electricity sales from non utility power producers which reported electricity sales to an ultimate customer. Net Interstate Trade = Total Supply - (Total Electric Industry Sales + Direct Use + Total International Exports (if applies) + Estimated Losses). Net Trade Index is the sum of Total Supply / (Total Disposition - Net Interstate Trade). A negative Net Interstate Trade value indicates a net import of electric power. Notes: Totals may not equal sum of components because of independent rounding. Estimated Losses are reported at the utility level, and then allocated to States based on the utility`s salesto ultimate customers by State. Reported losses may include electricity unaccounted for by the utility. Direct use is commercial or industrial use of electricity that (1) is self-generated (2) is produced by either the same entity that consumes the power or an affiliate,and (3) is used in direct support of a service or industrial process located within the same facility or group of facilities that houses the generating equipment. Direct use is exclusive of station use. Beginning with publication year 2010, Total disposition has been reorganized to include Net Interstate Trade. Therefore, Total Disposition equals Total Supply. Sources: U.S. Energy Information Administration, Form EIA-923, Power Plant Operations Report and predecessor forms. U.S. Energy Information Administration,Form EIA-860, Annual Electric Generator Report. U.S. Energy Information Administration, Form EIA-861, Annual Electric Power Industry Report. Form EIA-111, Quarterly Imports and Exports Report.
West Virginia
West Virginia | megawatthours
West Virginia | Category | Year 2021 | Year 2020 | Year 2019 | Year 2018 | Year 2017 | Year 2016 | Year 2015 | Year 2014 | Year 2013 | Year 2012 | Year 2011 | Year 2010 | Year 2009 | Year 2008 | Year 2007 | Year 2006 | Year 2005 | Year 2004 | Year 2003 | Year 2002 | Year 2001 | Year 2000 | Year 1999 | Year 1998 | Year 1997 | Year 1996 | Year 1995 | Year 1994 | Year 1993 | Year 1992 | Year 1991 | Year 1990
West Virginia | Supply
West Virginia | Generation
West Virginia | ..Electric utilities | 47251892 | 40783193 | 48312222 | 49799036 | 55929287 | 59429345 | 57042502 | 63331833 | 46351104 | 47363441 | 55529639 | 56719755 | 51708607 | 66666509 | 69347861 | 68163826 | 61241831 | 59083917 | 64056696 | 63341620 | 51608803 | 89708609 | 91677692 | 89605447 | 88284461 | 83978125 | 77322168 | 77702716 | 71078069 | 72333924 | 71254116 | 77363692
West Virginia | ..Independent power producers | 17315353 | 14593742 | 14023278 | 15999729 | 15934416 | 15219991 | 13725382 | 16180781 | 27971143 | 24634159 | 22026337 | 22757413 | 17700136 | 23138417 | 23058183 | 23958597 | 30556310 | 28498415 | 28428954 | 29372856 | 28457588 | 1039980 | 891963 | 945653 | 960345 | 928869 | 936342 | 1353323 | 1237573 | 567918 | 299950 | 250443
West Virginia | ..Combined heat and power, electric | 0 | 0 | 344130 | 385266 | 416682 | 416620 | 405911 | 413607 | 404904 | 408719 | 407290 | 387724 | 413403 | 411413 | 417189 | 470477 | 467260 | 464557 | 446356 | 408741 | 306229 | 451238 | 435126 | 442614 | 456423 | 442350 | 376729 | 414419 | 442981 | 353967 | 103 | 0
West Virginia | Electric power sector generation subtotal | 64567245 | 55376935 | 62679630 | 66184031 | 72280385 | 75065956 | 71173795 | 79926222 | 74727151 | 72406319 | 77963266 | 79864892 | 69822146 | 90216339 | 92823233 | 92592900 | 92265401 | 88046889 | 92932006 | 93123217 | 80372620 | 91199826 | 93004781 | 90993714 | 89701229 | 85349344 | 78635239 | 79470458 | 72758623 | 73255808 | 71554170 | 77614135
West Virginia | ..Combined heat and power, commercial | 0 | 0 | 0 | 0 | 0 | 0 | 0 | 0 | 0 | 0 | 0 | 0 | 0 | 0 | 0 | 0 | 0 | 0 | 0 | 0 | 0 | 0 | 0 | 0 | 0 | 0 | 0 | 0 | 0 | 0 | 0 | 0
West Virginia | ..Combined heat and power, industrial | 1268818 | 1284598 | 1246009 | 1064994 | 1076695 | 877012 | 1121474 | 1133355 | 1135916 | 1007086 | 1036357 | 924055 | 960368 | 906758 | 1109877 | 1222904 | 1360885 | 1702673 | 1779548 | 1638535 | 1464105 | 1665349 | 1687816 | 1828473 | 1827648 | 1895045 | 1902190 | 1959084 | 1990540 | 1904106 | 1869565 | 1925409
West Virginia | Industrial and commercial generation subtotal | 1268818 | 1284598 | 1246009 | 1064994 | 1076695 | 877012 | 1121474 | 1133355 | 1135916 | 1007086 | 1036357 | 924055 | 960368 | 906758 | 1109877 | 1222904 | 1360885 | 1702673 | 1779548 | 1638535 | 1464105 | 1665349 | 1687816 | 1828473 | 1827648 | 1895045 | 1902190 | 1959084 | 1990540 | 1904106 | 1869565 | 1925409
West Virginia | Total net generation | 65836063 | 56661533 | 63925639 | 67249025 | 73357080 | 75942968 | 72295269 | 81059577 | 75863067 | 73413405 | 78999624 | 80788947 | 70782514 | 91123097 | 93933109 | 93815804 | 93626285 | 89749562 | 94711554 | 94761752 | 81836725 | 92865175 | 94692597 | 92822187 | 91528877 | 87244389 | 80537429 | 81429542 | 74749163 | 75159914 | 73423734 | 79539544
West Virginia | Total international imports | 0 | 0 | 0 | 8784 | 397 | 0 | 0 | 0 | 0 | 0 | 0 | 0 | 0 | 0 | 0 | 0 | 0 | 0 | 0 | 0 | 0 | 0 | 0 | 0 | 0 | 0 | 0 | 0 | 0 | 0 | 0 | 0
West Virginia | Net interstate imports | 0 | 0 | 0 | 0 | 0 | 0 | 0 | 0 | 0 | 0 | 0 | 0 | 0 | 0 | 0 | 0 | 0 | 0 | 0 | 0 | 0 | 0 | 0 | 0 | 0 | 0 | 0 | 0 | 0 | 0 | 0 | 0
West Virginia | Total supply | 65836063 | 56661533 | 63925639 | 67257809 | 73357477 | 75942968 | 72295269 | 81059577 | 75863067 | 73413405 | 78999624 | 80788947 | 70782514 | 91123097 | 93933109 | 93815804 | 93626285 | 89749562 | 94711554 | 94761752 | 81836725 | 92865175 | 94692597 | 92822187 | 91528877 | 87244389 | 80537429 | 81429542 | 74749163 | 75159914 | 73423734 | 79539544
West Virginia | Disposition
West Virginia | Sales to ultimate customers
West Virginia | ..Full service providers | 32777988 | 32076583 | 33247013 | 33646813 | 31709019 | 32076146 | 32303026 | 32696106 | 31399850 | 30817241 | 31238753 | 32031803 | 30271329 | 34221103 | 34183839 | 32312126 | 30130566 | 28918612 | 28274989 | 28463122 | 27669432 | 27692998 | 27144008 | 26511261 | 26247224 | 26126778 | 25976705 | 24775708 | 24441525 | 23831118 | 23624945 | 23132431
West Virginia | ..Energy-only providers | 0 | 0 | 0 | 0 | 0 | 0 | 0 | 0 | 0 | 0 | 0 | 0 | 0 | 0 | 0 | 0 | 0 | 0 | 0 | 0 | 0 | 0 | 0 | 0 | 0 | 0 | 0 | 0 | 0 | 0 | 0 | 0
West Virginia | ..Facility direct sales | 0 | 0 | 0 | 0 | 0 | 0 | 0 | 0 | 0 | 0 | 0 | 0 | 0 | 0 | 0 | 0 | 21503 | 0 | 22004 | 0 | 0 | 0 | 0 | 0 | 0 | 0 | 0 | 0 | 0 | 0 | 0 | 0
West Virginia | Total electric industry sales | 32777988 | 32076583 | 33247013 | 33646813 | 31709019 | 32076146 | 32303026 | 32696106 | 31399850 | 30817241 | 31238753 | 32031803 | 30271329 | 34221103 | 34183839 | 32312126 | 30152069 | 28918612 | 28296993 | 28463122 | 27669432 | 27692998 | 27144008 | 26511261 | 26247224 | 26126778 | 25976705 | 24775708 | 24441525 | 23831118 | 23624945 | 23132431
West Virginia | Direct use | 779285 | 760925 | 774742 | 473128 | 642056 | 470563 | 658470 | 696633 | 556760 | 495461 | 512099 | 445681 | 371391 | 520854 | 544461 | 1390780 | 1359996 | 1818157 | 1816264 | 1793490 | 1755332 | 1743594 | 1763441 | 1926151 | 1919885 | 1954313 | 1983968 | 2114023 | 2142462 | 1990313 | 1871331 | 1925622
West Virginia | Total international exports | 0 | 0 | 0 | 246 | 10 | 0 | 0 | 0 | 0 | 0 | 0 | 0 | 0 | 0 | 0 | 0 | 0 | 0 | 0 | 0 | 0 | 0 | 0 | 0 | 0 | 0 | 0 | 0 | 0 | 0 | 0 | 0
West Virginia | Estimated losses | 1542089 | 1786482 | 1802782 | 1735424 | 1724921 | 1674089 | 1611457 | 1702484 | 1686789 | 1668876 | 1930356 | 1978853 | 1926995 | 2179901 | 2163580 | 2095082 | 2015236 | 2119040 | 2077795 | 2135008 | 2163845 | 2154052 | 2129505 | 1885155 | 1978960 | 2028005 | 1982678 | 1882120 | 1956145 | 1883940 | 1814037 | 1756232
West Virginia | Unaccounted | 209344 | -48187 | 83002 | 210347 | 220980 | 398014 | 503462 | 422751 | 473675 | 526986 | 197899 | 281072 | 272880 | 446904 | 544809 | 0 | 0 | 0 | 0 | 0 | 0 | 0 | 0 | 0 | 0 | 0 | 0 | 0 | 0 | 0 | 0 | 0
West Virginia | Net interstate exports | 30527357 | 22085730 | 28018099 | 31191852 | 39060491 | 41324156 | 37218853 | 45541602 | 41745993 | 39904841 | 45120516 | 46051539 | 37939920 | 53754335 | 56496420 | 57861944 | 60019313 | 57282012 | 63204176 | 63078305 | 51213230 | 61816671 | 64171644 | 63208614 | 62109699 | 57895225 | 51295732 | 53640349 | 47209794 | 48340675 | 46961239 | 53623093
West Virginia | Total disposition | 65836063 | 56661533 | 63925639 | 67257809 | 73357477 | 75942968 | 72295269 | 81059577 | 75863067 | 73413405 | 78999624 | 80788947 | 70782514 | 91123097 | 93933109 | 93815804 | 93626285 | 89749562 | 94711554 | 94761752 | 81836725 | 92865175 | 94692597 | 92822187 | 91528877 | 87244389 | 80537429 | 81429542 | 74749163 | 75159914 | 73423734 | 79539544
West Virginia | Net interstate trade | 30527357 | 22085730 | 28018099 | 31191852 | 39060491 | 41324156 | 37218853 | 45541602 | 41745993 | 39904841 | 45120516 | 46051539 | 37939920 | 53754335 | 56496420 | 57861944 | 60019313 | 57282012 | 63204176 | 63078305 | 51213230 | 61816671 | 64171644 | 63208614 | 62109699 | 57895225 | 51295732 | 53640349 | 47209794 | 48340675 | 46961239 | 53623093
West Virginia | Net trade index (ratio) | 1.86 | 1.64 | 1.78 | 1.86 | 2.14 | 2.19 | 2.06 | 2.28 | 2.22 | 2.19 | 2.33 | 2.33 | 2.16 | 2.44 | 2.51 | 2.61 | 2.79 | 2.76 | 3.01 | 2.99 | 2.67 | 2.99 | 3.1 | 3.13 | 3.11 | 2.97 | 2.75 | 2.93 | 2.71 | 2.8 | 2.77 | 3.07
West Virginia | Facility Direct Sales are electricity sales from non utility power producers which reported electricity sales to an ultimate customer. Net Interstate Trade = Total Supply - (Total Electric Industry Sales + Direct Use + Total International Exports (if applies) + Estimated Losses). Net Trade Index is the sum of Total Supply / (Total Disposition - Net Interstate Trade). A negative Net Interstate Trade value indicates a net import of electric power. Notes: Totals may not equal sum of components because of independent rounding. Estimated Losses are reported at the utility level, and then allocated to States based on the utility`s salesto ultimate customers by State. Reported losses may include electricity unaccounted for by the utility. Direct use is commercial or industrial use of electricity that (1) is self-generated (2) is produced by either the same entity that consumes the power or an affiliate,and (3) is used in direct support of a service or industrial process located within the same facility or group of facilities that houses the generating equipment. Direct use is exclusive of station use. Beginning with publication year 2010, Total disposition has been reorganized to include Net Interstate Trade. Therefore, Total Disposition equals Total Supply. Sources: U.S. Energy Information Administration, Form EIA-923, Power Plant Operations Report and predecessor forms. U.S. Energy Information Administration,Form EIA-860, Annual Electric Generator Report. U.S. Energy Information Administration, Form EIA-861, Annual Electric Power Industry Report. Form EIA-111, Quarterly Imports and Exports Report.
Wisconsin
Wisconsin | megawatthours
Wisconsin | Category | Year 2021 | Year 2020 | Year 2019 | Year 2018 | Year 2017 | Year 2016 | Year 2015 | Year 2014 | Year 2013 | Year 2012 | Year 2011 | Year 2010 | Year 2009 | Year 2008 | Year 2007 | Year 2006 | Year 2005 | Year 2004 | Year 2003 | Year 2002 | Year 2001 | Year 2000 | Year 1999 | Year 1998 | Year 1997 | Year 1996 | Year 1995 | Year 1994 | Year 1993 | Year 1992 | Year 1991 | Year 1990
Wisconsin | Supply
Wisconsin | Generation
Wisconsin | ..Electric utilities | 50625364 | 47373949 | 48360670 | 51294228 | 51380493 | 50611672 | 52388626 | 47301782 | 47027455 | 40543431 | 44934059 | 45579970 | 41375366 | 45536712 | 44284480 | 51914755 | 55169108 | 56142364 | 56068698 | 54773666 | 54959426 | 55665471 | 54704370 | 52529065 | 48560127 | 51651435 | 51012390 | 49437481 | 47762861 | 46463756 | 47148818 | 45550958
Wisconsin | ..Independent power producers | 11037826 | 11344864 | 11603856 | 11834360 | 11202478 | 11602344 | 11332971 | 10835514 | 16136351 | 20138057 | 15551696 | 15833631 | 15463079 | 14498692 | 15406460 | 6373132 | 3211634 | 1347857 | 726390 | 351481 | 774836 | 566986 | 233407 | 244286 | 164657 | 147177 | 138945 | 133217 | 123871 | 127008 | 107242 | 110156
Wisconsin | ..Combined heat and power, electric | 921073 | 937443 | 920643 | 867925 | 758788 | 987622 | 730927 | 792391 | 728849 | 994009 | 638956 | 662839 | 875699 | 943351 | 1064976 | 784894 | 793073 | 406981 | 584872 | 746414 | 568481 | 723405 | 813001 | 913015 | 0 | 32001 | 68342 | 66554 | 26653 | 22651 | 0 | 22651
Wisconsin | Electric power sector generation subtotal | 62584263 | 59656256 | 60885168 | 63996513 | 63341759 | 63201639 | 64452525 | 58929686 | 63892655 | 61675497 | 61124711 | 62076440 | 57714143 | 60978755 | 60755916 | 59072781 | 59173815 | 57897202 | 57379960 | 55871561 | 56302743 | 56955862 | 55750779 | 53686366 | 48724784 | 51830613 | 51219677 | 49637252 | 47913385 | 46613415 | 47256060 | 45683765
Wisconsin | ..Combined heat and power, commercial | 148068 | 139527 | 137104 | 144573 | 124285 | 157449 | 106339 | 176219 | 130195 | 71941 | 114853 | 142106 | 184190 | 171414 | 125697 | 109795 | 164035 | 163289 | 131819 | 146860 | 147714 | 158732 | 152010 | 137991 | 127114 | 114254 | 109385 | 108002 | 11313 | 20287 | 17207 | 20287
Wisconsin | ..Combined heat and power, industrial | 1544149 | 1652762 | 1752027 | 1795718 | 1641289 | 1607524 | 1801319 | 1958891 | 1939942 | 2003500 | 2049780 | 2095521 | 2060727 | 2329386 | 2509017 | 2457267 | 2486814 | 2384442 | 2610645 | 2413017 | 2312976 | 2529826 | 2636062 | 2623074 | 2562111 | 2472872 | 2594069 | 2613702 | 2313854 | 2259697 | 2083468 | 2064804
Wisconsin | Industrial and commercial generation subtotal | 1692217 | 1792289 | 1889131 | 1940291 | 1765573 | 1764972 | 1907658 | 2135109 | 2070137 | 2075441 | 2164633 | 2237627 | 2244917 | 2500800 | 2634714 | 2567063 | 2650849 | 2547732 | 2742464 | 2559877 | 2460689 | 2688557 | 2788072 | 2761065 | 2689225 | 2587125 | 2703454 | 2721704 | 2325167 | 2279984 | 2100676 | 2085091
Wisconsin | Total net generation | 64276480 | 61448545 | 62774299 | 65936803 | 65107333 | 64966611 | 66360183 | 61064796 | 65962792 | 63750938 | 63289344 | 64314067 | 59959060 | 63479555 | 63390630 | 61639843 | 61824664 | 60444933 | 60122425 | 58431438 | 58763433 | 59644419 | 58538851 | 56447431 | 51414009 | 54417739 | 53923131 | 52358955 | 50238552 | 48893398 | 49356736 | 47768856
Wisconsin | Total international imports | 0 | 0 | 0 | 0 | 0 | 0 | 0 | 0 | 0 | 0 | 0 | 0 | 0 | 0 | 80 | 34 | 68 | 0 | 920 | 0 | 0 | 0 | 402581 | 840008 | 878428 | 163471 | 0 | 0 | 0 | 0 | 0 | 0
Wisconsin | Net interstate imports | 10499729 | 11419087 | 12176609 | 11064219 | 10008508 | 11051835 | 8804648 | 15064515 | 10047247 | 12179194 | 12212738 | 11535663 | 13344578 | 14492190 | 16114283 | 16050592 | 16571114 | 15871347 | 14745353 | 16164635 | 13416267 | 13394358 | 12513742 | 12067833 | 15062186 | 11405855 | 11327915 | 9790455 | 9652845 | 8415097 | 7802914 | 7348237
Wisconsin | Total supply | 74776209 | 72867632 | 74950908 | 77001022 | 75115841 | 76018446 | 75164831 | 76129311 | 76010039 | 75930132 | 75502082 | 75849730 | 73303638 | 77971745 | 79504993 | 77690469 | 78395846 | 76316280 | 74868698 | 74596073 | 72179700 | 73038777 | 71455174 | 69355272 | 67354623 | 65987065 | 65251046 | 62149410 | 59891397 | 57308495 | 57159650 | 55117093
Wisconsin | Disposition
Wisconsin | Sales to ultimate customers
Wisconsin | ..Full service providers | 69426615 | 67448361 | 69157540 | 70959549 | 69079109 | 69736183 | 68696640 | 69223736 | 68822688 | 68820090 | 68611622 | 68752417 | 66286439 | 70121827 | 71301300 | 69818749 | 70333683 | 67905372 | 67178171 | 66999296 | 65218293 | 65146487 | 63547448 | 62061221 | 60094002 | 58743628 | 57966904 | 55411611 | 53156402 | 50925090 | 51032208 | 49198028
Wisconsin | ..Energy-only providers | 0 | 0 | 0 | 0 | 0 | 0 | 0 | 0 | 0 | 0 | 0 | 0 | 0 | 0 | 0 | 0 | 0 | 0 | 0 | 0 | 0 | 0 | 0 | 0 | 0 | 0 | 0 | 0 | 0 | 0 | 0 | 0
Wisconsin | ..Facility direct sales | 0 | 0 | 0 | 0 | 0 | 155 | 2292 | 271019 | 301355 | 0 | 0 | 0 | 0 | 0 | 0 | 2000 | 2000 | 70337 | 63323 | 16135 | 0 | 0 | 0 | 0 | 0 | 0 | 0 | 0 | 0 | 0 | 0 | 0
Wisconsin | Total electric industry sales | 69426615 | 67448361 | 69157540 | 70959549 | 69079109 | 69736338 | 68698932 | 69494755 | 69124043 | 68820090 | 68611622 | 68752417 | 66286439 | 70121827 | 71301300 | 69820749 | 70335683 | 67975709 | 67241494 | 67015431 | 65218293 | 65146487 | 63547448 | 62061221 | 60094002 | 58743628 | 57966904 | 55411611 | 53156402 | 50925090 | 51032208 | 49198028
Wisconsin | Direct use | 1639908 | 1764109 | 1870723 | 1937935 | 1797524 | 1777176 | 1968093 | 2117420 | 2129923 | 2206313 | 2216040 | 2246656 | 2200039 | 2467351 | 2554483 | 3586727 | 4086924 | 2758806 | 2755932 | 2721376 | 2663477 | 2724611 | 2767317 | 2752192 | 2701748 | 2599273 | 2772603 | 2785420 | 2354569 | 2299356 | 2104152 | 2104694
Wisconsin | Total international exports | 0 | 0 | 0 | 0 | 0 | 0 | 0 | 0 | 0 | 0 | 0 | 0 | 0 | 30 | 0 | 0 | 0 | 0 | 0 | 0 | 0 | 0 | 3248 | 33488 | 0 | 0 | 0 | 0 | 0 | 0 | 0 | 0
Wisconsin | Estimated losses | 3266278 | 3756487 | 3749991 | 3659927 | 3757795 | 3639615 | 3427091 | 3618588 | 3713319 | 3726880 | 4239761 | 4247371 | 4219624 | 4466795 | 4512836 | 4527098 | 4700937 | 4980988 | 4937417 | 5026802 | 5100296 | 5067307 | 4985433 | 4413031 | 4530904 | 4559780 | 4424337 | 4209417 | 4254301 | 4025821 | 3918498 | 3735154
Wisconsin | Unaccounted | 443408 | -101324 | 172655 | 443611 | 481413 | 865317 | 1070715 | 898548 | 1042755 | 1176848 | 434659 | 603286 | 597536 | 915742 | 1136374 | 0 | 0 | 0 | 0 | 0 | 0 | 0 | 0 | 0 | 0 | 0 | 0 | 0 | 0 | 0 | 0 | 0
Wisconsin | Net interstate exports | 0 | 0 | 0 | 0 | 0 | 0 | 0 | 0 | 0 | 0 | 0 | 0 | 0 | 0 | 0 | 0 | 0 | 0 | 0 | 0 | 0 | 0 | 0 | 0 | 0 | 0 | 0 | 0 | 0 | 0 | 0 | 0
Wisconsin | Total disposition | 74776209 | 72867632 | 74950908 | 77001022 | 75115841 | 76018446 | 75164831 | 76129311 | 76010039 | 75930132 | 75502082 | 75849730 | 73303638 | 77971745 | 79504993 | 77690469 | 78395846 | 76316280 | 74868698 | 74596073 | 72179700 | 73038777 | 71455174 | 69355272 | 67354623 | 65987065 | 65251046 | 62149410 | 59891397 | 57308495 | 57159650 | 55117093
Wisconsin | Net interstate trade | -10499729 | -11419087 | -12176609 | -11064219 | -10008508 | -11051835 | -8804648 | -15064515 | -10047247 | -12179194 | -12212738 | -11535663 | -13344578 | -14492190 | -16114283 | -16050592 | -16571114 | -15871347 | -14745353 | -16164635 | -13416267 | -13394358 | -12513742 | -12067833 | -15062186 | -11405855 | -11327915 | -9790455 | -9652845 | -8415097 | -7802914 | -7348237
Wisconsin | Net trade index (ratio) | 0.86 | 0.84 | 0.84 | 0.86 | 0.87 | 0.85 | 0.88 | 0.8 | 0.87 | 0.84 | 0.84 | 0.85 | 0.82 | 0.81 | 0.8 | 0.79 | 0.79 | 0.79 | 0.8 | 0.78 | 0.81 | 0.82 | 0.82 | 0.83 | 0.78 | 0.83 | 0.83 | 0.84 | 0.84 | 0.85 | 0.86 | 0.87
Wisconsin | Facility Direct Sales are electricity sales from non utility power producers which reported electricity sales to an ultimate customer. Net Interstate Trade = Total Supply - (Total Electric Industry Sales + Direct Use + Total International Exports (if applies) + Estimated Losses). Net Trade Index is the sum of Total Supply / (Total Disposition - Net Interstate Trade). A negative Net Interstate Trade value indicates a net import of electric power. Notes: Totals may not equal sum of components because of independent rounding. Estimated Losses are reported at the utility level, and then allocated to States based on the utility`s salesto ultimate customers by State. Reported losses may include electricity unaccounted for by the utility. Direct use is commercial or industrial use of electricity that (1) is self-generated (2) is produced by either the same entity that consumes the power or an affiliate,and (3) is used in direct support of a service or industrial process located within the same facility or group of facilities that houses the generating equipment. Direct use is exclusive of station use. Beginning with publication year 2010, Total disposition has been reorganized to include Net Interstate Trade. Therefore, Total Disposition equals Total Supply. Sources: U.S. Energy Information Administration, Form EIA-923, Power Plant Operations Report and predecessor forms. U.S. Energy Information Administration,Form EIA-860, Annual Electric Generator Report. U.S. Energy Information Administration, Form EIA-861, Annual Electric Power Industry Report. Form EIA-111, Quarterly Imports and Exports Report.
Wyoming
Wyoming | megawatthours
Wyoming | Category | Year 2021 | Year 2020 | Year 2019 | Year 2018 | Year 2017 | Year 2016 | Year 2015 | Year 2014 | Year 2013 | Year 2012 | Year 2011 | Year 2010 | Year 2009 | Year 2008 | Year 2007 | Year 2006 | Year 2005 | Year 2004 | Year 2003 | Year 2002 | Year 2001 | Year 2000 | Year 1999 | Year 1998 | Year 1997 | Year 1996 | Year 1995 | Year 1994 | Year 1993 | Year 1992 | Year 1991 | Year 1990
Wyoming | Supply
Wyoming | Generation
Wyoming | ..Electric utilities | 37198469 | 36693200 | 37606739 | 41954949 | 42119522 | 42193983 | 44787847 | 45068982 | 48089178 | 45228452 | 43195035 | 44738543 | 43182207 | 43909400 | 43144350 | 42905244 | 44031568 | 43059537 | 42261405 | 42532420 | 43764015 | 44585709 | 42951057 | 44699071 | 40765087 | 40851631 | 39683722 | 42337169 | 40154595 | 41852352 | 38667162 | 39378154
Wyoming | ..Independent power producers | 4821007 | 3310295 | 3200898 | 2632661 | 3202034 | 3029125 | 2693131 | 3266304 | 3119986 | 3128382 | 3228085 | 2407509 | 1917569 | 1627490 | 1465439 | 1483625 | 702248 | 1350338 | 1052443 | 575810 | 348963 | 245911 | 11150 | 2045 | 0 | 0 | 0 | 0 | 0 | 0 | 0 | 0
Wyoming | ..Combined heat and power, electric | 0 | 0 | 0 | 0 | 0 | 0 | 0 | 0 | 0 | 0 | 0 | 0 | 0 | 0 | 0 | 0 | 0 | 0 | 0 | 0 | 0 | 0 | 0 | 0 | 0 | 0 | 0 | 0 | 0 | 0 | 0 | 0
Wyoming | Electric power sector generation subtotal | 42019476 | 40003495 | 40807637 | 44587610 | 45321556 | 45223108 | 47480978 | 48335286 | 51209164 | 48356834 | 46423120 | 47146052 | 45099776 | 45536890 | 44609789 | 44388869 | 44733816 | 44409875 | 43313848 | 43108230 | 44112978 | 44831620 | 42962207 | 44701116 | 40765087 | 40851631 | 39683722 | 42337169 | 40154595 | 41852352 | 38667162 | 39378154
Wyoming | ..Combined heat and power, commercial | 0 | 0 | 0 | 0 | 0 | 0 | 0 | 0 | 0 | 0 | 0 | 0 | 0 | 0 | 0 | 0 | 0 | 0 | 0 | 0 | 0 | 0 | 0 | 0 | 0 | 0 | 0 | 0 | 0 | 0 | 0 | 0
Wyoming | ..Combined heat and power, industrial | 1441268 | 2007494 | 1338019 | 1524526 | 1420290 | 1433522 | 1485541 | 1360897 | 1273901 | 1231772 | 1215351 | 973202 | 929437 | 963558 | 1023697 | 1011501 | 833491 | 397729 | 312754 | 675609 | 663963 | 662661 | 670284 | 646180 | 644476 | 620365 | 567887 | 665116 | 616760 | 621542 | 631226 | 596811
Wyoming | Industrial and commercial generation subtotal | 1441268 | 2007494 | 1338019 | 1524526 | 1420290 | 1433522 | 1485541 | 1360897 | 1273901 | 1231772 | 1215351 | 973202 | 929437 | 963558 | 1023697 | 1011501 | 833491 | 397729 | 312754 | 675609 | 663963 | 662661 | 670284 | 646180 | 644476 | 620365 | 567887 | 665116 | 616760 | 621542 | 631226 | 596811
Wyoming | Total net generation | 43460744 | 42010989 | 42145656 | 46112136 | 46741846 | 46656630 | 48966519 | 49696183 | 52483065 | 49588606 | 47638471 | 48119254 | 46029212 | 46500448 | 45633486 | 45400370 | 45567307 | 44807604 | 43626602 | 43783839 | 44776941 | 45494281 | 43632491 | 45347296 | 41409563 | 41471996 | 40251609 | 43002285 | 40771355 | 42473894 | 39298388 | 39974965
Wyoming | Total international imports | 0 | 0 | 0 | 1437 | 521 | 338 | 3154 | 12083 | 3528 | 532 | 11016 | 7394 | 8946 | 22734 | 32295 | 27593 | 47611 | 19081 | 28651 | 21187 | 0 | 0 | 0 | 0 | 0 | 0 | 0 | 0 | 0 | 0 | 0 | 0
Wyoming | Net interstate imports | 0 | 0 | 0 | 0 | 0 | 0 | 0 | 0 | 0 | 0 | 0 | 0 | 0 | 0 | 0 | 0 | 0 | 0 | 0 | 0 | 0 | 0 | 0 | 0 | 0 | 0 | 0 | 0 | 0 | 0 | 0 | 0
Wyoming | Total supply | 43460744 | 42010989 | 42145656 | 46113573 | 46742367 | 46656968 | 48969673 | 49708266 | 52486593 | 49589138 | 47649487 | 48126648 | 46038158 | 46523182 | 45665781 | 45427963 | 45614918 | 44826685 | 43655253 | 43805026 | 44776941 | 45494281 | 43632491 | 45347296 | 41409563 | 41471996 | 40251609 | 43002285 | 40771355 | 42473894 | 39298388 | 39974965
Wyoming | Disposition
Wyoming | Sales to ultimate customers
Wyoming | ..Full service providers | 15784712 | 15331018 | 16763496 | 16864678 | 16778067 | 16554870 | 16924762 | 17134075 | 17053514 | 16971354 | 17417762 | 17113458 | 16561937 | 16690249 | 15535552 | 14946612 | 14137727 | 13539513 | 13251152 | 12874060 | 12949505 | 12367684 | 11782349 | 11640566 | 11786205 | 11475069 | 11198535 | 11696380 | 11885187 | 11699946 | 11756848 | 11768839
Wyoming | ..Energy-only providers | 0 | 0 | 0 | 0 | 0 | 0 | 0 | 0 | 0 | 0 | 0 | 0 | 0 | 0 | 0 | 0 | 0 | 0 | 0 | 0 | 0 | 0 | 0 | 0 | 0 | 0 | 0 | 0 | 0 | 0 | 0 | 0
Wyoming | ..Facility direct sales | 0 | 0 | 0 | 0 | 0 | 0 | 0 | 0 | 0 | 0 | 0 | 0 | 0 | 0 | 0 | 0 | 0 | 0 | 2684 | 0 | 0 | 0 | 0 | 0 | 0 | 0 | 0 | 0 | 0 | 0 | 0 | 0
Wyoming | Total electric industry sales | 15784712 | 15331018 | 16763496 | 16864678 | 16778067 | 16554870 | 16924762 | 17134075 | 17053514 | 16971354 | 17417762 | 17113458 | 16561937 | 16690249 | 15535552 | 14946612 | 14137727 | 13539513 | 13253836 | 12874060 | 12949505 | 12367684 | 11782349 | 11640566 | 11786205 | 11475069 | 11198535 | 11696380 | 11885187 | 11699946 | 11756848 | 11768839
Wyoming | Direct use | 1477656 | 1504219 | 1374786 | 1592698 | 1470673 | 1464213 | 1521287 | 1388386 | 1318703 | 1282643 | 1260281 | 1000189 | 970224 | 1001086 | 1033540 | 1216635 | 349697 | 662293 | 661603 | 653307 | 639408 | 662661 | 670284 | 646180 | 644476 | 620365 | 567887 | 646676 | 616760 | 617999 | 581226 | 546811
Wyoming | Total international exports | 0 | 0 | 0 | 4638 | 103 | 128 | 963 | 16624 | 5343 | 3639 | 9425 | 33049 | 45275 | 64473 | 86976 | 74760 | 145487 | 75296 | 0 | 0 | 0 | 0 | 0 | 0 | 0 | 0 | 0 | 0 | 0 | 0 | 0 | 0
Wyoming | Estimated losses | 742615 | 853850 | 908982 | 869841 | 912700 | 864017 | 844303 | 892170 | 916109 | 919066 | 1076307 | 1057231 | 1054290 | 1063177 | 983284 | 969121 | 944905 | 992121 | 973204 | 965678 | 1012696 | 961999 | 924350 | 827734 | 888644 | 890714 | 854731 | 888531 | 951215 | 924925 | 902747 | 893500
Wyoming | Unaccounted | 100813 | -23031 | 41851 | 105431 | 116927 | 205420 | 263783 | 221539 | 257257 | 290216 | 110343 | 150167 | 149297 | 217963 | 247600 | 0 | 0 | 0 | 0 | 0 | 0 | 0 | 0 | 0 | 0 | 0 | 0 | 0 | 0 | 0 | 0 | 0
Wyoming | Net interstate exports | 25354948 | 24344934 | 23056542 | 26676287 | 27463897 | 27568321 | 29414576 | 30055472 | 32935668 | 30122220 | 27775369 | 28772554 | 27257135 | 27486234 | 27778830 | 28721461 | 29712054 | 29550475 | 28897916 | 29474549 | 30445094 | 31628151 | 30384413 | 32344762 | 28199216 | 28581870 | 27645823 | 29883620 | 27380203 | 29307278 | 26129796 | 26790161
Wyoming | Total disposition | 43460744 | 42010989 | 42145656 | 46113573 | 46742367 | 46656968 | 48969673 | 49708266 | 52486593 | 49589138 | 47649487 | 48126648 | 46038158 | 46523182 | 45665781 | 45427963 | 45614918 | 44826685 | 43655253 | 43805026 | 44776941 | 45494281 | 43632491 | 45347296 | 41409563 | 41471996 | 40251609 | 43002285 | 40771355 | 42473894 | 39298388 | 39974965
Wyoming | Net interstate trade | 25354948 | 24344934 | 23056542 | 26676287 | 27463897 | 27568321 | 29414576 | 30055472 | 32935668 | 30122220 | 27775369 | 28772554 | 27257135 | 27486234 | 27778830 | 28721461 | 29712054 | 29550475 | 28897916 | 29474549 | 30445094 | 31628151 | 30384413 | 32344762 | 28199216 | 28581870 | 27645823 | 29883620 | 27380203 | 29307278 | 26129796 | 26790161
Wyoming | Net trade index (ratio) | 2.4 | 2.38 | 2.21 | 2.37 | 2.42 | 2.44 | 2.5 | 2.53 | 2.68 | 2.55 | 2.4 | 2.49 | 2.45 | 2.44 | 2.55 | 2.72 | 2.87 | 2.93 | 2.96 | 3.06 | 3.12 | 3.28 | 3.29 | 3.49 | 3.13 | 3.22 | 3.19 | 3.28 | 3.04 | 3.23 | 2.98 | 3.03
Wyoming | Facility Direct Sales are electricity sales from non utility power producers which reported electricity sales to an ultimate customer. Net Interstate Trade = Total Supply - (Total Electric Industry Sales + Direct Use + Total International Exports (if applies) + Estimated Losses). Net Trade Index is the sum of Total Supply / (Total Disposition - Net Interstate Trade). A negative Net Interstate Trade value indicates a net import of electric power. Notes: Totals may not equal sum of components because of independent rounding. Estimated Losses are reported at the utility level, and then allocated to States based on the utility`s salesto ultimate customers by State. Reported losses may include electricity unaccounted for by the utility. Direct use is commercial or industrial use of electricity that (1) is self-generated (2) is produced by either the same entity that consumes the power or an affiliate,and (3) is used in direct support of a service or industrial process located within the same facility or group of facilities that houses the generating equipment. Direct use is exclusive of station use. Beginning with publication year 2010, Total disposition has been reorganized to include Net Interstate Trade. Therefore, Total Disposition equals Total Supply. Sources: U.S. Energy Information Administration, Form EIA-923, Power Plant Operations Report and predecessor forms. U.S. Energy Information Administration,Form EIA-860, Annual Electric Generator Report. U.S. Energy Information Administration, Form EIA-861, Annual Electric Power Industry Report. Form EIA-111, Quarterly Imports and Exports Report.

## Cambium22_MidCase_annual_state
Project | Scenario | Dollar_year | Weather_year | Start_day | country
Cambium_2022 | MidCase | 2021$ | 2012 | Sunday | usa
Metric definitions and scenario descriptions: 2022 Cambium Documentation (https://www.nrel.gov/docs/fy23osti/84916.pdf)
Geography | Time | Load | Load | Load | Load | Load | Load | Load | Transmission | Transmission | Operational | Operational | Operational | Operational | Operational | Clean Energy Fraction | Clean Energy Fraction | Emissions | Emissions | Emissions | Emissions | Emissions | Emissions | Emissions | Emissions | Emissions | Emissions | Emissions | Emissions | Emissions | Emissions | Emissions | Emissions | Emissions | Emissions | Emissions | Emissions | Emissions | Emissions | Emissions | Emissions | Emissions | Emissions | Emissions | Emissions | Emissions | Emissions | Emissions | Emissions | Emissions | Emissions | Emissions | Emissions | Emissions | Emissions | Emissions | Emissions | Emissions | Emissions | Emissions | Emissions | Emissions | Emissions | Busbar costs | Busbar costs | Busbar costs | Busbar costs | End use cost | End use cost | End use cost | End use cost | Generation | Generation | Generation | Generation | Generation | Generation | Generation | Generation | Generation | Generation | Generation | Generation | Generation | Generation | Generation | Generation | Generation | Generation | Generation | Generation | Generation | Generation | Capacity | Capacity | Capacity | Capacity | Capacity | Capacity | Capacity | Capacity | Capacity | Capacity | Capacity | Capacity | Capacity | Capacity | Capacity | Capacity | Capacity | Capacity | Capacity | Energy Capacity | Energy Capacity | Energy Capacity | Policy | Policy | Policy | Policy | Policy
unitless | unitless | MWh | MWh | MWh | MWh | MWh | MWh | MWh | MWh | MWh | MWh/MWh | MWh/MWh | MW/MW | $/MW | MW | fraction | fraction | kg/MWh | g/MWh | g/MWh | kg/MWh | g/MWh | g/MWh | kg/MWh | kg/MWh | kg/MWh | kg/MWh | g/MWh | g/MWh | kg/MWh | g/MWh | g/MWh | kg/MWh | kg/MWh | kg/MWh | kg/MWh | g/MWh | g/MWh | kg/MWh | g/MWh | g/MWh | kg/MWh | kg/MWh | kg/MWh | kg/MWh | g/MWh | g/MWh | kg/MWh | g/MWh | g/MWh | kg/MWh | kg/MWh | kg/MWh | metric tons | metric tons | metric tons | metric tons | metric tons | metric tons | metric tons | metric tons | metric tons | metric tons | $/MWh | $/MWh | $/MWh | $/MWh | $/MWh | $/MWh | $/MWh | $/MWh | MWh | MWh | MWh | MWh | MWh | MWh | MWh | MWh | MWh | MWh | MWh | MWh | MWh | MWh | MWh | MWh | MWh | MWh | MWh | MWh | MWh | MWh | MW | MW | MW | MW | MW | MW | MW | MW | MW | MW | MW | MW | MW | MW | MW | MW | MW | MW | MW | MWh | MWh | MWh | $/credit | credit/sales | $/credit | credit/sales | $/ton
state | t | busbar_load_for_enduse | battery_charging | phs_charging | trans_losses | busbar_load | enduse_load | net_load_busbar | imports | exports | distloss_rate_avg | distloss_rate_marg | prm | capacity_shadow_price | planning_capacity_MW | cef_gen | cef_load | aer_gen_co2_c | aer_gen_ch4_c | aer_gen_n2o_c | aer_gen_co2_p | aer_gen_ch4_p | aer_gen_n2o_p | aer_gen_co2e_c | aer_gen_co2e_p | aer_gen_co2e | aer_load_co2_c | aer_load_ch4_c | aer_load_n2o_c | aer_load_co2_p | aer_load_ch4_p | aer_load_n2o_p | aer_load_co2e_c | aer_load_co2e_p | aer_load_co2e | lrmer_co2_c | lrmer_ch4_c | lrmer_n2o_c | lrmer_co2_p | lrmer_ch4_p | lrmer_n2o_p | lrmer_co2e_c | lrmer_co2e_p | lrmer_co2e | srmer_co2_c | srmer_ch4_c | srmer_n2o_c | srmer_co2_p | srmer_ch4_p | srmer_n2o_p | srmer_co2e_c | srmer_co2e_p | srmer_co2e | total_gen_co2_c | total_gen_ch4_c | total_gen_n2o_c | total_gen_co2_p | total_gen_ch4_p | total_gen_n2o_p | total_gen_co2e_c | total_gen_co2e_p | total_gen_co2e | co2_captured_ccs | energy_cost_busbar | capacity_cost_busbar | portfolio_cost_busbar | total_cost_busbar | energy_cost_enduse | capacity_cost_enduse | portfolio_cost_enduse | total_cost_enduse | generation | variable_generation | battery_MWh | biomass_MWh | beccs_MWh | canada_MWh | coal_MWh | coal-ccs_MWh | csp_MWh | distpv_MWh | gas-cc_MWh | gas-cc-ccs_MWh | gas-ct_MWh | geothermal_MWh | hydro_MWh | nuclear_MWh | o-g-s_MWh | phs_MWh | re-ct_MWh | upv_MWh | wind-ons_MWh | wind-ofs_MWh | battery_MW | biomass_MW | beccs_MW | coal_MW | coal-ccs_MW | csp_MW | distpv_MW | gas-cc_MW | gas-cc-ccs_MW | gas-ct_MW | geothermal_MW | hydro_MW | nuclear_MW | o-g-s_MW | phs_MW | re-ct_MW | upv_MW | wind-ofs_MW | wind-ons_MW | battery_energy_cap_MWh | phs_energy_cap_MWh | csp_energy_cap_MWh | rps_shadow_price | rps_f | ces_shadow_price | ces_f | co2_shadow_price
AL | 2024 | 98365120 | 282863.7 | 0 | 722361.1 | 99370341.5 | 94828094.1 | 97597021.8 | 7001347 | 57492184 | 0.0359 | 0.054 | 0.15 | 4232.95 | 20967.4 | 0.37 | 0.39 | 380.2 | 27.7 | 3.89 | 28.9 | 1341.2 | 0.24 | 382 | 68.9 | 450.9 | 398.8 | 30.6 | 4.32 | 29.1 | 1355.5 | 0.26 | 400.9 | 69.5 | 470.4 | 315.4 | 19.9 | 2.79 | 25 | 1171.8 | 0.17 | 316.7 | 60 | 376.7 | 760.7 | 58.2 | 8.38 | 52.1 | 2436.5 | 0.47 | 764.7 | 124.8 | 889.5 | 56726630.1 | 4138.6 | 581.1 | 4306529.6 | 200104.5 | 35.7 | 57008588.8 | 10279379.4 | 67287968.2 | 0 | 31.36 | 0.87 | 0 | 32.24 | 33.21 | 0.95 | 0 | 34.16 | 150239070 | 1773319.6 | 257096.3 | 29293.4 | 0 | 0 | 31141140 | 0 | 0 | 94340.6 | 62776980 | 0 | 137272.7 | 0 | 9704665 | 44282730 | 136585.3 | 0 | 0 | 1678979 | 0 | 0 | 78.8 | 6.4 | 0 | 5790.7 | 0 | 0 | 63.3 | 11043.4 | 0 | 927.2 | 0 | 3334 | 5544.5 | 472.1 | 0 | 0 | 753.6 | 0 | 0 | 1320 | 0 | 0 | 0 | 0 | 0 | 0 | 0
AL | 2026 | 100522560 | 345719.5 | 0 | 712541.6 | 101580820.4 | 96907976.3 | 96713417.7 | 11443183 | 53759732 | 0.0359 | 0.054 | 0.15 | 38517.83 | 21446.6 | 0.41 | 0.44 | 356.4 | 26.1 | 3.67 | 27.2 | 1254.5 | 0.23 | 358.2 | 64.6 | 422.8 | 364.4 | 27.7 | 3.9 | 27.1 | 1251.1 | 0.24 | 366.2 | 64.4 | 430.7 | 245.9 | 13.1 | 1.8 | 21.7 | 994.5 | 0.13 | 246.8 | 51.3 | 298.2 | 720.3 | 54.6 | 7.8 | 49.3 | 2367.5 | 0.41 | 724.1 | 120 | 844.1 | 51042817.3 | 3743.9 | 525.8 | 3893648.5 | 179628.3 | 32.9 | 51297925.5 | 9255553.8 | 60553479.3 | 0 | 29.48 | 7.7 | 0 | 37.18 | 31.22 | 8.32 | 0 | 39.55 | 144241070 | 4867402.5 | 310577.4 | 29293.4 | 0 | 0 | 28299364 | 0 | 0 | 232833.6 | 56293896 | 0 | 110345.1 | 0 | 10015572 | 44239440 | 75182.9 | 0 | 0 | 4634569 | 0 | 0 | 95.9 | 6.4 | 0 | 5790.7 | 0 | 0 | 155.5 | 11043.4 | 0 | 927.2 | 0 | 3419 | 5544.5 | 472.1 | 0 | 0 | 2045.6 | 0 | 0 | 1388.7 | 0 | 0 | 0 | 0 | 0 | 0 | 0
AL | 2028 | 103272024 | 1870347.2 | 0 | 1209718.9 | 106352092.9 | 99558616.2 | 96293661.6 | 44122060 | 75094950 | 0.0359 | 0.054 | 0.15 | 46111.08 | 22072.2 | 0.47 | 0.56 | 310.9 | 22 | 3.08 | 24.9 | 1120.5 | 0.21 | 312.3 | 58.3 | 370.7 | 281 | 20.7 | 2.91 | 21.9 | 986.5 | 0.19 | 282.4 | 51.4 | 333.8 | 196.4 | 5.1 | 0.6 | 22 | 978.5 | 0.09 | 196.8 | 51.1 | 247.9 | 605.3 | 41.2 | 5.83 | 46.2 | 2137.5 | 0.36 | 608.1 | 110 | 718.1 | 42435523.4 | 3003.1 | 420.2 | 3394604.5 | 152959.9 | 28.6 | 42639735.5 | 7960621.5 | 50600357 | 0 | 25.48 | 8.73 | 0 | 34.21 | 27.15 | 9.6 | 0 | 36.75 | 137626510 | 10058431 | 1632526 | 28641.4 | 0 | 0 | 22492916 | 0 | 0 | 569039.2 | 49761716 | 0 | 91637.4 | 0 | 9983333 | 43519844 | 57464 | 0 | 0 | 9489392 | 0 | 0 | 722.5 | 6.4 | 0 | 5790.7 | 0 | 0 | 379.3 | 11043.4 | 0 | 927.2 | 0 | 3449 | 5544.5 | 472.1 | 0 | 0 | 4141.5 | 0 | 0 | 5100.8 | 0 | 0 | 0 | 0 | 0 | 0 | 0
AL | 2030 | 106542120 | 1956309.2 | 0 | 1257812.9 | 109756240.1 | 102711178.4 | 99098769 | 51347360 | 73082950 | 0.0359 | 0.054 | 0.15 | 52177.23 | 22748 | 0.49 | 0.59 | 302.4 | 21.8 | 3.05 | 24 | 1078.6 | 0.21 | 303.9 | 56.2 | 360.1 | 260.3 | 19.4 | 2.74 | 20.3 | 906.1 | 0.18 | 261.6 | 47.3 | 308.9 | 256.9 | 7.8 | 0.95 | 27.7 | 1246.3 | 0.12 | 257.4 | 64.9 | 322.3 | 555.8 | 37.8 | 5.32 | 42.2 | 1994.2 | 0.31 | 558.4 | 101.7 | 660.1 | 39498472.9 | 2844.3 | 398.7 | 3135326.2 | 140883.3 | 27.1 | 39692076.8 | 7341052.8 | 47033129.7 | 0 | 24.13 | 9.9 | 0 | 34.03 | 25.75 | 10.9 | 0 | 36.64 | 131782160 | 10657471 | 1692801.6 | 27437.5 | 0 | 0 | 21444640 | 0 | 0 | 1172418.4 | 45176060 | 0 | 90341.6 | 0 | 9791635 | 42853636 | 48129.7 | 0 | 0 | 9485053 | 0 | 0 | 743.5 | 6.4 | 0 | 5790.7 | 0 | 0 | 782.3 | 11003.4 | 0 | 927.2 | 0 | 3449 | 5544.5 | 472.1 | 0 | 0 | 4194.4 | 0 | 0 | 5184.8 | 0 | 0 | 0 | 0 | 0 | 0 | 0
AL | 2035 | 115368856 | 4808648 | 0 | 1129180.3 | 121306689.3 | 111220709.4 | 101411917.8 | 54878280 | 60530550 | 0.0359 | 0.054 | 0.15 | 81731.55 | 25121.7 | 0.59 | 0.68 | 255.6 | 20 | 2.82 | 19.3 | 863.5 | 0.19 | 257 | 45.1 | 302.1 | 215.1 | 17.2 | 2.44 | 16.2 | 714.8 | 0.16 | 216.3 | 37.5 | 253.8 | 335.4 | 14.8 | 1.94 | 32 | 1484.4 | 0.15 | 336.3 | 76.3 | 412.6 | 500.9 | 33.5 | 4.71 | 38.5 | 1818.8 | 0.28 | 503.1 | 92.7 | 595.9 | 32167415.9 | 2518.1 | 355.7 | 2432602.7 | 108599.8 | 23.6 | 32339564.6 | 5675321.6 | 38014886.2 | 0 | 21.64 | 15.21 | 0 | 36.85 | 23.38 | 17.09 | 0 | 40.48 | 127210410 | 19894772 | 4101713.5 | 25598.3 | 0 | 0 | 19569620 | 0 | 0 | 2138763 | 31875878 | 0 | 89355.4 | 0 | 9464985 | 42188480 | 0 | 0 | 0 | 17756008 | 0 | 0 | 1804.2 | 6.4 | 0 | 5790.7 | 0 | 0 | 1445.5 | 11003.4 | 0 | 927.2 | 0 | 3471 | 5544.5 | 218.1 | 0 | 0 | 7703.9 | 0 | 0 | 12842.7 | 0 | 0 | 0 | 0 | 0 | 0 | 0
AL | 2040 | 125247080 | 8497508 | 0 | 1315638.4 | 135060220.4 | 120743901.5 | 98731442.2 | 64435670 | 69343050 | 0.0359 | 0.054 | 0.15 | 81947.27 | 28164.6 | 0.67 | 0.75 | 194 | 14.1 | 1.98 | 16 | 690.3 | 0.15 | 195 | 36.7 | 231.6 | 157.6 | 11.7 | 1.64 | 13.1 | 554.4 | 0.13 | 158.4 | 29.6 | 188.1 | 374.6 | 20 | 2.71 | 32.6 | 1547.3 | 0.17 | 375.9 | 78.7 | 454.7 | 453.1 | 28.7 | 3.99 | 36.3 | 1707.2 | 0.24 | 455.1 | 87.2 | 542.3 | 26844019.5 | 1951.4 | 273.7 | 2221479.6 | 95512.7 | 20.9 | 26976892.8 | 5073456.1 | 32050349 | 0 | 19.55 | 14.92 | 0 | 34.47 | 21.46 | 17.19 | 0 | 38.65 | 140210400 | 36328780 | 7258634.5 | 24264.1 | 0 | 0 | 14860813 | 0 | 0 | 2562441.5 | 30830694 | 0 | 74227.6 | 0 | 9219771 | 41613216 | 0 | 0 | 0 | 33766336 | 0 | 0 | 3644.2 | 6.4 | 0 | 5790.7 | 0 | 0 | 1782.3 | 11003.4 | 0 | 927.2 | 0 | 3471 | 5544.5 | 0 | 0 | 0 | 14426.3 | 0 | 0 | 21738.1 | 0 | 0 | 0 | 0 | 0 | 0 | 0
AL | 2045 | 133963030 | 10188792 | 0 | 1176444.8 | 145328266.4 | 129146566.2 | 100190084.1 | 58108340 | 62013812 | 0.0359 | 0.054 | 0.15 | 82024.22 | 30506.3 | 0.69 | 0.76 | 175.9 | 11.9 | 1.65 | 15.4 | 654.4 | 0.14 | 176.7 | 34.9 | 211.6 | 142.6 | 9.8 | 1.37 | 12.6 | 524.8 | 0.12 | 143.3 | 28.3 | 171.5 | 336.5 | 19.3 | 2.63 | 28.3 | 1349.7 | 0.16 | 337.8 | 68.6 | 406.3 | 386.6 | 22.4 | 3.09 | 32.9 | 1526.1 | 0.2 | 388.1 | 78.5 | 466.6 | 25926419.8 | 1750.6 | 243.7 | 2270694.5 | 96501.4 | 20.2 | 26045105 | 5151940.3 | 31197045.3 | 0 | 17.07 | 14.86 | 0 | 31.93 | 18.96 | 17.22 | 0 | 36.18 | 149469330 | 45138184 | 8749858 | 21792.8 | 0 | 0 | 13009146 | 0 | 0 | 2861001.8 | 33075174 | 0 | 57660.2 | 0 | 8805473 | 40612040 | 0 | 0 | 0 | 42277180 | 0 | 0 | 4284.3 | 6.4 | 0 | 5372.6 | 0 | 0 | 2185.6 | 11003.4 | 0 | 927.2 | 0 | 3471 | 5544.5 | 0 | 0 | 0 | 18721.2 | 0 | 0 | 25124.1 | 0 | 0 | 0 | 0 | 0 | 0 | 0
AL | 2050 | 142183200 | 8948993 | 0 | 1163472 | 152295662.9 | 137071196.2 | 105556760.4 | 60554230 | 57778360 | 0.0359 | 0.054 | 0.15 | 83085.5 | 32533.6 | 0.69 | 0.76 | 160.3 | 9.1 | 1.24 | 15.8 | 651.3 | 0.13 | 160.9 | 35.2 | 196.1 | 131.6 | 7.7 | 1.05 | 12.9 | 528.5 | 0.11 | 132.1 | 28.6 | 160.8 | 306.7 | 16.9 | 2.29 | 26.5 | 1252.3 | 0.15 | 307.8 | 63.9 | 371.7 | 377.7 | 19.7 | 2.67 | 33.9 | 1565.3 | 0.19 | 379 | 80.6 | 459.6 | 23683473.5 | 1344.4 | 183.3 | 2333136.3 | 96286.3 | 18.9 | 23773565.9 | 5207628 | 28981193.8 | 0 | 17.44 | 15.25 | 0 | 32.7 | 19.27 | 17.47 | 0 | 36.74 | 149654580 | 46738904 | 7617783 | 21090.6 | 0 | 0 | 9319278 | 0 | 0 | 3249568.2 | 36818680 | 0 | 121287.4 | 0 | 8695776 | 40321770 | 0 | 0 | 0 | 43489336 | 0 | 0 | 4001.4 | 6.4 | 0 | 3727.6 | 0 | 0 | 2540.3 | 11003.4 | 0 | 2001.1 | 0 | 3471 | 5544.5 | 0 | 0 | 0 | 19799.2 | 0 | 0 | 21748.2 | 0 | 0 | 0 | 0 | 0 | 0 | 0
AR | 2024 | 51551216 | 0 | 26004.4 | 881987.5 | 52459207.4 | 49697857.2 | 51361523.4 | 48007376 | 44824250 | 0.0359 | 0.054 | 0.1765 | 4723.15 | 11237.3 | 0.38 | 0.52 | 383.6 | 28.2 | 3.98 | 29.2 | 1338.1 | 0.25 | 385.5 | 69.1 | 454.7 | 335.1 | 27.8 | 3.96 | 21.8 | 1069 | 0.2 | 337 | 53.7 | 390.7 | 392.5 | 21 | 3.02 | 36.2 | 1459 | 0.29 | 393.9 | 79.7 | 473.7 | 773.6 | 61 | 8.83 | 51.7 | 2397.7 | 0.49 | 777.9 | 123.3 | 901.1 | 18775177.8 | 1383.7 | 194.9 | 1426105.1 | 65442 | 12.1 | 18869609.8 | 3379592.2 | 22249202 | 0 | 29.75 | 1.01 | 0 | 30.76 | 31.53 | 1.11 | 0 | 32.63 | 49328300 | 1097684 | 0 | 98117.6 | 0 | 0 | 11215421 | 0 | 0 | 428917.4 | 19219532 | 0 | 64191.3 | 0 | 2896239.2 | 14515110 | 200615.7 | 21389.1 | 0 | 668766.5 | 0 | 0 | 0 | 16.8 | 0 | 5128.1 | 0 | 0 | 278.5 | 4597 | 0 | 705.4 | 0 | 1265.8 | 1817.8 | 305.8 | 30 | 0 | 306.7 | 0 | 0 | 0 | 300 | 0 | 0 | 0 | 0 | 0 | 0
AR | 2026 | 52636924 | 0 | 28826.4 | 1122759.9 | 53788509.4 | 50744535.6 | 49437835.3 | 59068532 | 52468140 | 0.0359 | 0.054 | 0.1766 | 41037.07 | 11488.9 | 0.46 | 0.64 | 318 | 22.3 | 3.12 | 25.7 | 1153.8 | 0.21 | 319.5 | 60.1 | 379.6 | 237.1 | 18.6 | 2.63 | 16.6 | 794.5 | 0.14 | 238.3 | 40.3 | 278.7 | 334.7 | 13.5 | 1.86 | 34.5 | 1415.3 | 0.23 | 335.6 | 76.7 | 412.3 | 717.1 | 56.5 | 8.11 | 47.4 | 2278.9 | 0.42 | 721 | 115.4 | 836.4 | 14888595.1 | 1045.6 | 146.1 | 1200721.7 | 53966.6 | 9.9 | 14959649.9 | 2811641.4 | 17771291.3 | 0 | 27.17 | 8.72 | 0 | 35.89 | 28.81 | 9.52 | 0 | 38.32 | 47216810 | 4350674 | 0 | 96255.4 | 0 | 0 | 8439922 | 0 | 0 | 1084511 | 16906450 | 0 | 33808.6 | 0 | 2875972.8 | 14490571 | 0 | 23154.8 | 0 | 3266163 | 0 | 0 | 0 | 16.8 | 0 | 4310.4 | 0 | 0 | 705.1 | 4597 | 0 | 705.4 | 0 | 1265.8 | 1817.8 | 3.1 | 30 | 0 | 1414 | 0 | 0 | 0 | 300 | 0 | 0 | 0 | 0 | 0 | 0
AR | 2028 | 53973292 | 933185.1 | 55774 | 1712167.4 | 56674417.4 | 52032872.4 | 46351061.1 | 85612860 | 70196000 | 0.0359 | 0.054 | 0.1767 | 53764.72 | 11869.8 | 0.68 | 0.82 | 175.6 | 10.8 | 1.48 | 17.2 | 689.7 | 0.15 | 176.3 | 37.8 | 214.1 | 109.7 | 7.7 | 1.08 | 9 | 397.3 | 0.08 | 110.2 | 20.9 | 131.1 | 268.3 | 5.9 | 0.65 | 31 | 1370.3 | 0.12 | 268.6 | 71.9 | 340.5 | 559.2 | 41.1 | 5.87 | 40.5 | 1873.3 | 0.35 | 562 | 96.4 | 658.4 | 7137750.3 | 439 | 60.5 | 697474 | 28001.1 | 6.2 | 7167338.1 | 1533591.4 | 8700929.5 | 0 | 21.33 | 10.4 | 0 | 31.73 | 22.82 | 11.53 | 0 | 34.35 | 41265600 | 10323356 | 794471.6 | 90797.1 | 0 | 0 | 3418660.8 | 0 | 0 | 1824331 | 9799162 | 0 | 20933.5 | 0 | 2840304.8 | 13933362 | 0 | 44553.2 | 0 | 8499025 | 0 | 0 | 545.7 | 16.8 | 0 | 3487.7 | 0 | 0 | 1192.1 | 4597 | 0 | 705.4 | 0 | 1292.8 | 1817.8 | 3.1 | 30 | 0 | 3598.6 | 0 | 0 | 2182.7 | 300 | 0 | 0 | 0 | 0 | 0 | 0
AR | 2030 | 55531144 | 967235.3 | 64602.9 | 2025313.8 | 58588294.1 | 53534739.5 | 38307759.2 | 97806456 | 84818210 | 0.0359 | 0.054 | 0.1768 | 60688.73 | 12294.7 | 0.82 | 0.89 | 102.8 | 7.1 | 0.99 | 10.3 | 382.2 | 0.11 | 103.3 | 21.7 | 125 | 70.8 | 5.5 | 0.78 | 5.6 | 240.7 | 0.06 | 71.1 | 12.8 | 83.9 | 254.8 | 8.4 | 1.04 | 27 | 1215.3 | 0.12 | 255.4 | 63.3 | 318.6 | 487.3 | 35.9 | 5.11 | 35.2 | 1649.1 | 0.29 | 489.8 | 84.4 | 574.2 | 4589347 | 316.6 | 44.2 | 459815.1 | 17021.1 | 4.9 | 4610838.8 | 968386.8 | 5579225.7 | 0 | 19.14 | 11.55 | 0 | 30.69 | 20.52 | 12.81 | 0 | 33.33 | 45593364 | 20280534 | 821184.6 | 87505.4 | 0 | 0 | 2619506.8 | 0 | 0 | 2721206.5 | 5522905 | 0 | 5358.7 | 0 | 2720509.2 | 13484443 | 0 | 51417.5 | 0 | 17559328 | 0 | 0 | 556.3 | 16.8 | 0 | 3487.7 | 0 | 0 | 1786.5 | 4536 | 0 | 705.4 | 0 | 1292.8 | 1817.8 | 1.8 | 30 | 0 | 7321.9 | 0 | 0 | 2225.4 | 300 | 0 | 0 | 0 | 0 | 0 | 0
AR | 2035 | 59632330 | 963072.2 | 69858.4 | 2203140.3 | 62868396.2 | 57488556.5 | 40256308.9 | 108612100 | 90997330 | 0.0359 | 0.0539 | 0.1768 | 85518.68 | 13472.3 | 0.87 | 0.92 | 76.5 | 5.9 | 0.83 | 7.8 | 266.8 | 0.1 | 76.9 | 15.8 | 92.7 | 54.7 | 4.7 | 0.66 | 4.1 | 173.4 | 0.05 | 55 | 9.3 | 64.4 | 250.3 | 10.9 | 1.42 | 24.2 | 1110.3 | 0.12 | 251 | 57.3 | 308.3 | 448.7 | 32.5 | 4.61 | 32.8 | 1545.1 | 0.26 | 450.9 | 78.9 | 529.9 | 3357546.8 | 259.1 | 36.6 | 344090.3 | 11662.1 | 4.3 | 3375246.5 | 692804 | 4068050.5 | 0 | 17.78 | 16.37 | 0 | 34.16 | 19.05 | 18.17 | 0 | 37.21 | 45229344 | 22612088 | 814675.8 | 86188.3 | 0 | 0 | 2267566 | 0 | 0 | 3240508.2 | 3387965.5 | 0 | 2499.8 | 0 | 2659702.2 | 13342006 | 0 | 56652.9 | 0 | 19371578 | 0 | 0 | 557 | 16.8 | 0 | 3487.7 | 0 | 0 | 2181.8 | 4536 | 0 | 705.4 | 0 | 1300.8 | 1817.8 | 1.8 | 30 | 0 | 8287.7 | 0 | 0 | 2228.1 | 300 | 0 | 0 | 0 | 0 | 0 | 0
AR | 2040 | 64297656 | 1011218.9 | 71534.3 | 2437417.6 | 67817831.1 | 61986243.7 | 44941717.2 | 120695850 | 96259030 | 0.0359 | 0.0539 | 0.1769 | 85541.04 | 14812 | 0.91 | 0.95 | 54.8 | 4 | 0.56 | 6.6 | 199.4 | 0.09 | 55.1 | 12.6 | 67.6 | 36.4 | 3 | 0.42 | 3.1 | 120.3 | 0.04 | 36.6 | 6.7 | 43.3 | 242.8 | 12.8 | 1.73 | 21.5 | 1007.5 | 0.12 | 243.6 | 51.6 | 295.2 | 378.3 | 24.8 | 3.48 | 30.1 | 1388.9 | 0.22 | 380 | 71.5 | 451.5 | 2271563.3 | 167.3 | 23.5 | 276537.2 | 8231.2 | 3.7 | 2282964.2 | 522844.3 | 2805808.5 | 0 | 15.53 | 16.45 | 0 | 31.98 | 16.65 | 18.26 | 0 | 34.91 | 43332830 | 22876114 | 869793.6 | 83705.8 | 0 | 0 | 1467005.5 | 0 | 0 | 3250494.5 | 2512392 | 0 | 20893.8 | 0 | 2533102.5 | 12911475 | 0 | 58351.4 | 0 | 19625620 | 0 | 0 | 558.4 | 16.8 | 0 | 3487.7 | 0 | 0 | 2281.3 | 4536 | 0 | 1233.5 | 0 | 1300.8 | 1817.8 | 1.8 | 30 | 0 | 8713.7 | 0 | 0 | 2230.9 | 300 | 0 | 0 | 0 | 0 | 0 | 0
AR | 2045 | 68468440 | 965684.2 | 79707.9 | 2344694.1 | 71858522.5 | 66007115.7 | 46680668 | 117926480 | 92128080 | 0.0359 | 0.0539 | 0.1769 | 85359.5 | 15923.2 | 0.89 | 0.95 | 58 | 3.6 | 0.49 | 7.1 | 230.7 | 0.08 | 58.3 | 14 | 72.2 | 32.6 | 2.3 | 0.31 | 3.2 | 120.7 | 0.03 | 32.8 | 6.8 | 39.6 | 205.4 | 9.9 | 1.33 | 20.3 | 883.5 | 0.13 | 206.1 | 46.7 | 252.8 | 325.9 | 19.2 | 2.65 | 27.9 | 1271.9 | 0.18 | 327.2 | 65.9 | 393 | 2545506.5 | 158 | 21.8 | 313995.6 | 10109.3 | 3.8 | 2556161.2 | 616279.8 | 3172441 | 0 | 14.1 | 16.56 | 0 | 30.66 | 15.08 | 18.28 | 0 | 33.36 | 46032852 | 25177854 | 807459.9 | 23189 | 0 | 0 | 1286259.5 | 0 | 0 | 3244808.8 | 3413576.8 | 0 | 146845.9 | 0 | 2442495 | 12671585 | 0 | 63586.9 | 0 | 21933046 | 0 | 0 | 548.3 | 8.8 | 0 | 3487.7 | 0 | 0 | 2403.6 | 4536 | 0 | 3276.4 | 0 | 1300.8 | 1817.8 | 0 | 30 | 0 | 10006.4 | 0 | 0 | 2190.4 | 300 | 0 | 0 | 0 | 0 | 0 | 0
AR | 2050 | 72378056 | 2362200.5 | 80129.9 | 2616274.7 | 77436657.5 | 69776169 | 47253304 | 131972430 | 102231110 | 0.0359 | 0.0539 | 0.1771 | 84129.8 | 16874.2 | 0.84 | 0.93 | 94.9 | 6.6 | 0.92 | 7.9 | 346.3 | 0.07 | 95.3 | 18.2 | 113.5 | 43.4 | 3.2 | 0.44 | 3.3 | 153.8 | 0.03 | 43.6 | 7.9 | 51.5 | 188.5 | 8.7 | 1.15 | 19.8 | 826.1 | 0.14 | 189.1 | 44.5 | 233.6 | 312.1 | 16.5 | 2.24 | 28.1 | 1282.3 | 0.16 | 313.2 | 66.3 | 379.6 | 4354157.3 | 306 | 42.8 | 360541 | 15801.5 | 3.2 | 4374952.6 | 832287.5 | 5207240.1 | 0 | 13.61 | 15.87 | 0 | 29.48 | 14.73 | 17.85 | 0 | 32.57 | 47677612 | 30183354 | 1999450 | 21706.7 | 0 | 0 | 2562472.5 | 0 | 0 | 3329036.5 | 4460997 | 0 | 518505 | 0 | 2384909 | 5481923.5 | 0 | 64295.9 | 0 | 26854316 | 0 | 0 | 1332.1 | 8.8 | 0 | 3328.6 | 0 | 0 | 2575.5 | 4536 | 0 | 4654.7 | 0 | 1300.8 | 794.9 | 0 | 30 | 0 | 12178.4 | 0 | 0 | 5325.5 | 300 | 0 | 0 | 0 | 0 | 0 | 0
AZ | 2024 | 89306130 | 999207.8 | 365621.2 | 1452858.9 | 92123814 | 86096749.9 | 37125873 | 31149532 | 72940160 | 0.0359 | 0.0539 | 0.1155 | 56704.78 | 21622.5 | 0.7 | 0.66 | 194.3 | 15.2 | 2.15 | 14.6 | 655.2 | 0.14 | 195.4 | 34.2 | 229.5 | 233.1 | 18.4 | 2.6 | 17.1 | 781.1 | 0.16 | 234.4 | 40.4 | 274.8 | 263.8 | 5.9 | 0.65 | 30.3 | 1346.8 | 0.12 | 264.1 | 70.5 | 334.6 | 657.1 | 49.2 | 6.96 | 45 | 2236.3 | 0.34 | 660.5 | 111.7 | 772.2 | 25886897.9 | 2025.1 | 286.2 | 1944474.5 | 87292.3 | 18.6 | 26025373.1 | 4550849.8 | 30576222.8 | 0 | 27.73 | 11.56 | 0 | 39.29 | 29.48 | 12.76 | 0 | 42.24 | 134211840 | 54997940 | 840538.8 | 208506.1 | 0 | 0 | 14880445 | 0 | 610865.5 | 2766371 | 24586128 | 0 | 255905.6 | 0 | 7251561.5 | 30865014 | 35759 | 290045.5 | 0 | 49970500 | 1650202.9 | 0 | 713.2 | 30.7 | 0 | 2943 | 0 | 295.6 | 1611.8 | 10756.2 | 0 | 3142 | 0 | 2840.9 | 3937 | 1118 | 216.3 | 0 | 18155.6 | 0 | 617.3 | 2362.7 | 2163 | 0 | 0 | 0.08 | 0 | 0 | 0
AZ | 2026 | 91575000 | 2900199.5 | 457150.2 | 1867039.4 | 96799391.1 | 88284083.2 | 35783624.9 | 45487044 | 86461624 | 0.0359 | 0.0539 | 0.1155 | 66638.07 | 22167.8 | 0.75 | 0.71 | 169.6 | 13.6 | 1.93 | 12.6 | 562.1 | 0.13 | 170.5 | 29.4 | 199.9 | 204.8 | 16.8 | 2.38 | 14.5 | 667.1 | 0.14 | 206 | 34.4 | 240.4 | 154.5 | 4.4 | 0.52 | 17 | 759.6 | 0.07 | 154.8 | 39.6 | 194.4 | 595.8 | 42.5 | 5.97 | 42.7 | 2103.3 | 0.3 | 598.7 | 105.4 | 704.1 | 23235756.2 | 1861.4 | 263.6 | 1729898.7 | 77044.8 | 17.2 | 23363188.5 | 4030533.9 | 27393722.4 | 0 | 25.82 | 13.29 | 0 | 39.11 | 27.73 | 14.95 | 0 | 42.68 | 138025330 | 61015770 | 2477977 | 207198.8 | 0 | 0 | 13788579 | 0 | 608656.2 | 3245570.2 | 21040042 | 0 | 212040.4 | 0 | 8501812 | 30392044 | 26155.8 | 363703.8 | 0 | 55519064 | 1642470.1 | 0 | 1811 | 30.7 | 0 | 2943 | 0 | 295.6 | 1888.1 | 10756.2 | 0 | 3047 | 0 | 3234.9 | 3937 | 1118 | 216.3 | 0 | 20061.6 | 0 | 617.3 | 6754 | 2163 | 0 | 0 | 0.09 | 0 | 0 | 0
AZ | 2028 | 94285340 | 3493100.8 | 522529.2 | 2228372.2 | 100529344.5 | 90897017.3 | 31948868.6 | 63320776 | 97044936 | 0.0359 | 0.0539 | 0.1155 | 60539.89 | 22830.4 | 0.82 | 0.8 | 126 | 10.5 | 1.49 | 9.5 | 406.7 | 0.1 | 126.7 | 21.7 | 148.4 | 141.9 | 11.9 | 1.69 | 10.2 | 454 | 0.11 | 142.7 | 23.7 | 166.4 | 105.7 | 3.4 | 0.41 | 11.3 | 508 | 0.05 | 105.9 | 26.4 | 132.4 | 480.1 | 31.3 | 4.37 | 37.4 | 1781.4 | 0.25 | 482.3 | 90.6 | 572.8 | 16806969 | 1396.8 | 198.4 | 1272390.4 | 54294.3 | 14 | 16902771.3 | 2894175.3 | 19796946.6 | 0 | 21.46 | 11.99 | 0 | 33.45 | 23.25 | 13.57 | 0 | 36.82 | 134449940 | 68580470 | 2983087.8 | 204129.6 | 0 | 0 | 10460713 | 0 | 556958.6 | 3795764 | 13922306 | 0 | 131238.5 | 0 | 8379625.5 | 29352388 | 19751.4 | 416224.2 | 0 | 60863496 | 3364259.5 | 0 | 2068.6 | 30.7 | 0 | 2943 | 0 | 295.6 | 2245.4 | 10756.2 | 0 | 2447.5 | 0 | 3237.9 | 3937 | 1098 | 216.3 | 0 | 22360.5 | 0 | 1137.5 | 8125.1 | 2163 | 0 | 0 | 0.09 | 0 | 0 | 0
AZ | 2030 | 97421370 | 6004219 | 580361.6 | 2154697.3 | 106160642.6 | 93920337 | 38554592.6 | 64772680 | 89551340 | 0.0359 | 0.0539 | 0.1155 | 61513.4 | 23661.3 | 0.84 | 0.84 | 117.1 | 10.4 | 1.49 | 8.4 | 356.5 | 0.1 | 117.8 | 19 | 136.8 | 119.9 | 10.6 | 1.52 | 8.3 | 366.8 | 0.1 | 120.7 | 19.3 | 140 | 91.1 | 3 | 0.37 | 9.6 | 434.5 | 0.04 | 91.2 | 22.6 | 113.9 | 414.5 | 28.1 | 3.93 | 31.8 | 1506.8 | 0.23 | 416.4 | 76.8 | 493.2 | 15216782.5 | 1355.4 | 193.6 | 1087438.3 | 46370.1 | 13.1 | 15310033.6 | 2472840.2 | 17782873.8 | 0 | 19.7 | 11.89 | 0 | 31.59 | 21.67 | 13.76 | 0 | 35.43 | 131117170 | 67606050 | 5120343 | 202019.8 | 0 | 0 | 10362335 | 0 | 441317.3 | 4256599 | 10409221 | 0 | 91853.1 | 0 | 8280618.5 | 28571094 | 2684.8 | 470947.8 | 0 | 59590956 | 3317177.8 | 0 | 3265.1 | 30.7 | 0 | 2943 | 0 | 295.6 | 2657.1 | 10388.2 | 0 | 2158.5 | 0 | 3237.9 | 3937 | 585 | 216.3 | 0 | 24059.8 | 0 | 1137.5 | 13652.7 | 2163 | 0 | 0 | 0.09 | 0 | 0 | 0
AZ | 2035 | 106160350 | 11908474 | 565303.8 | 1947776.1 | 120581903.3 | 102345252.3 | 51154289.8 | 64552460 | 75652150 | 0.0359 | 0.0539 | 0.1155 | 84703.51 | 25824 | 0.88 | 0.89 | 89.9 | 8.2 | 1.17 | 6.6 | 269 | 0.09 | 90.5 | 14.7 | 105.1 | 83.8 | 7.3 | 1.05 | 6.4 | 260 | 0.08 | 84.3 | 14.1 | 98.5 | 132.8 | 4 | 0.48 | 14.4 | 646 | 0.06 | 133 | 33.7 | 166.7 | 344.5 | 23.9 | 3.36 | 26.5 | 1237.8 | 0.2 | 346.1 | 63.5 | 409.6 | 11732444.4 | 1069 | 153 | 866804.2 | 35109.1 | 11.2 | 11806071.1 | 1916121.7 | 13722192.8 | 0 | 16.52 | 15.8 | 0 | 32.31 | 18.56 | 19.13 | 0 | 37.7 | 131811480 | 69427620 | 10116651 | 199135.6 | 0 | 0 | 8231337.5 | 0 | 378828.1 | 4894836.5 | 7537887 | 0 | 74339.2 | 0 | 8235579 | 27536908 | 4222.1 | 447807 | 0 | 60859916 | 3294032.2 | 0 | 5358 | 30.7 | 0 | 2181 | 0 | 295.6 | 3238.4 | 10182.8 | 0 | 2158.5 | 0 | 3237.9 | 3937 | 359 | 216.3 | 0 | 26471.7 | 0 | 1137.5 | 27578.3 | 2163 | 0 | 0 | 0.09 | 0 | 0 | 0
AZ | 2040 | 116630590 | 19683132 | 541825.8 | 2115477.7 | 138971029.5 | 112439191.1 | 60425494.2 | 74734760 | 77341690 | 0.0359 | 0.0539 | 0.1155 | 82519.16 | 28376.3 | 0.92 | 0.93 | 59.1 | 5.6 | 0.8 | 4.7 | 172.4 | 0.07 | 59.4 | 9.8 | 69.3 | 54.3 | 4.9 | 0.71 | 4.4 | 163.6 | 0.06 | 54.6 | 9.3 | 63.9 | 173.7 | 6 | 0.75 | 18.2 | 822.7 | 0.08 | 174.1 | 42.7 | 216.8 | 309.3 | 21.5 | 3.01 | 23.6 | 1117.2 | 0.18 | 310.8 | 57 | 367.8 | 8263842.2 | 778.1 | 111.6 | 656184.6 | 24109.7 | 9.4 | 8317505.8 | 1377233.5 | 9694739.3 | 0 | 13.62 | 14.73 | 0 | 28.35 | 15.65 | 18.75 | 0 | 34.4 | 141692290 | 78545540 | 16810782 | 196809.4 | 0 | 0 | 6037824 | 0 | 368334.2 | 4918841 | 4675264.5 | 0 | 44319.3 | 0 | 8008262.5 | 26945542 | 535.6 | 427417.8 | 0 | 70243260 | 3015092.8 | 0 | 8490.9 | 30.7 | 0 | 2065 | 0 | 295.6 | 3341.8 | 10182.8 | 0 | 2158.5 | 0 | 3237.9 | 3937 | 175 | 216.3 | 0 | 30664.5 | 0 | 1009.4 | 46738 | 2163 | 0 | 0 | 0.09 | 0 | 0 | 0
AZ | 2045 | 126716350 | 27628330 | 574055.2 | 1879364.9 | 156798102.6 | 122162424.4 | 68026595.3 | 68920200 | 67068692 | 0.0359 | 0.0539 | 0.1155 | 83778.17 | 30926.3 | 0.94 | 0.95 | 44.5 | 4.3 | 0.62 | 3.7 | 127.2 | 0.06 | 44.7 | 7.5 | 52.2 | 41.8 | 3.9 | 0.56 | 3.5 | 122.5 | 0.05 | 42.1 | 7.2 | 49.3 | 178.5 | 6.7 | 0.86 | 18.2 | 826.5 | 0.08 | 178.9 | 42.8 | 221.7 | 232.5 | 16.1 | 2.25 | 18.3 | 843.1 | 0.14 | 233.6 | 43.5 | 277.1 | 6788036.6 | 655 | 94.2 | 560514.6 | 19389.9 | 8.6 | 6833259.8 | 1140673.8 | 7973933.6 | 0 | 10.66 | 14.35 | 0 | 25.01 | 12.87 | 18.98 | 0 | 31.85 | 155071520 | 88771500 | 23459972 | 194260.6 | 0 | 0 | 5122842.5 | 0 | 0 | 4398965 | 3466294.5 | 0 | 29516.8 | 0 | 7504829 | 26072742 | 107.1 | 449454 | 0 | 81705630 | 2666907.5 | 0 | 11241.9 | 30.7 | 0 | 2065 | 0 | 0 | 3499.8 | 10182.8 | 0 | 2118 | 0 | 3237.9 | 3937 | 175 | 216.3 | 0 | 37626.1 | 0 | 900.2 | 64923.7 | 2163 | 0 | 0 | 0.09 | 0 | 0 | 0
AZ | 2050 | 136535330 | 28974214 | 604198.2 | 1821736.1 | 167935471.3 | 131628416.9 | 75646396.6 | 69600490 | 63491476 | 0.0359 | 0.0539 | 0.1155 | 85634.56 | 33062.5 | 0.93 | 0.94 | 49.3 | 4.5 | 0.64 | 4 | 148.1 | 0.06 | 49.6 | 8.5 | 58.1 | 45.8 | 4.1 | 0.58 | 3.9 | 140.8 | 0.05 | 46.1 | 8.1 | 54.2 | 185.9 | 7.5 | 0.96 | 18.5 | 846.7 | 0.09 | 186.4 | 43.8 | 230.2 | 212.4 | 11.9 | 1.63 | 19.1 | 859.4 | 0.13 | 213.2 | 44.8 | 258 | 7862906 | 720.3 | 103.1 | 645511.4 | 23584.9 | 9.1 | 7912521.1 | 1350814.4 | 9263335.5 | 0 | 11.19 | 14.63 | 0 | 25.82 | 13.63 | 19.24 | 0 | 32.87 | 161981630 | 92289070 | 24633548 | 175780.4 | 0 | 0 | 5555184 | 0 | 0 | 4463041 | 5072792.5 | 0 | 44330.1 | 0 | 7686961 | 26040922 | 142.8 | 482890.2 | 0 | 86222570 | 1603463.2 | 0 | 12270.5 | 28.2 | 0 | 2065 | 0 | 0 | 3767.2 | 10252.3 | 0 | 2510 | 0 | 3237.9 | 3937 | 175 | 216.3 | 0 | 41051 | 0 | 530.2 | 66813.5 | 2163 | 0 | 0 | 0.09 | 0 | 0 | 0
CA | 2024 | 297754660 | 5056848.5 | 6609243.5 | 2989273.5 | 312410020.6 | 287052545.2 | 219659269.8 | 109195120 | 45540468 | 0.0359 | 0.0539 | 0.1818 | 60436.32 | 70679.5 | 0.71 | 0.69 | 111.6 | 2.1 | 0.21 | 14.7 | 586 | 0.07 | 111.7 | 32.2 | 143.9 | 145.9 | 5.8 | 0.75 | 16 | 669.1 | 0.09 | 146.3 | 36 | 182.3 | 164.5 | 4 | 0.45 | 18.7 | 830.6 | 0.07 | 164.7 | 43.4 | 208.2 | 637.1 | 44.6 | 6.26 | 46.4 | 2270.4 | 0.33 | 640.1 | 114.1 | 754.3 | 27604136.7 | 520.5 | 52.1 | 3632168.9 | 144950.7 | 16.5 | 27633869.5 | 7956213.7 | 35590083.2 | 0 | 29.29 | 12.2 | 0.58 | 42.07 | 31.4 | 13.7 | 0.62 | 45.72 | 248110980 | 92750750 | 4280509.5 | 5587050.5 | 0 | 0 | 0 | 0 | 1918365 | 21291766 | 70561864 | 0 | 417539.2 | 23130482 | 28333284 | 17623994 | 9997.6 | 5415509 | 0 | 54788470 | 14752144 | 0 | 3304.1 | 865.4 | 0 | 0 | 0 | 917.8 | 13052.4 | 19788.5 | 0 | 10758.4 | 3106.1 | 10215.5 | 2240 | 994.6 | 3911.9 | 0 | 20194.2 | 0 | 6476 | 12614.7 | 39119 | 0 | 1.9 | 0.42 | 0 | 0 | 0
CA | 2026 | 300685220 | 5604551 | 7335229 | 3370284.8 | 316995290.4 | 289877783.7 | 220821089.3 | 123635820 | 51493140 | 0.0359 | 0.0539 | 0.1818 | 70540.95 | 71722.5 | 0.74 | 0.73 | 99.4 | 1.9 | 0.19 | 13.3 | 522.3 | 0.06 | 99.5 | 28.8 | 128.4 | 132.3 | 5.7 | 0.74 | 14.3 | 594.3 | 0.08 | 132.7 | 32 | 164.7 | 95 | 2.7 | 0.32 | 10.4 | 467.9 | 0.04 | 95.2 | 24.4 | 119.5 | 585.2 | 39.9 | 5.58 | 43.6 | 2127.8 | 0.29 | 587.9 | 107 | 695 | 24197310.1 | 456.2 | 45.7 | 3225307.5 | 127136.5 | 15 | 24223370.8 | 7018066.5 | 31241437.3 | 0 | 27.45 | 14.23 | 0 | 41.68 | 29.61 | 16.05 | 0 | 45.65 | 244193200 | 96174200 | 4771323 | 5510777 | 0 | 0 | 0 | 0 | 1916708.4 | 24709658 | 62213364 | 0 | 396000.9 | 23130482 | 28720758 | 17396206 | 7732.7 | 5872349 | 0 | 54858550 | 14689280 | 0 | 3828.6 | 865.4 | 0 | 0 | 0 | 917.8 | 15234.3 | 19788.5 | 0 | 10758.4 | 3106.1 | 10619.1 | 2240 | 993 | 3919.5 | 0 | 20477.4 | 0 | 6436.5 | 13710.7 | 39195 | 0 | 0 | 0.42 | 0 | 0 | 0
CA | 2028 | 306406430 | 10629478 | 8734192 | 3819746.8 | 329589857.7 | 295393377.1 | 214117811.8 | 138579280 | 60275624 | 0.0359 | 0.0539 | 0.1818 | 65221.91 | 73698.2 | 0.82 | 0.81 | 67.5 | 1.3 | 0.13 | 9.4 | 355.3 | 0.05 | 67.6 | 20 | 87.6 | 94.8 | 4.4 | 0.58 | 10.3 | 415.8 | 0.06 | 95.1 | 22.7 | 117.8 | 50.8 | 1.7 | 0.22 | 5.3 | 240.4 | 0.02 | 50.9 | 12.5 | 63.4 | 493.7 | 31.4 | 4.36 | 39.1 | 1860.8 | 0.26 | 495.8 | 94.6 | 590.4 | 16864928 | 318 | 31.8 | 2350492.7 | 88786.2 | 11.7 | 16883093 | 4999510.5 | 21882603.5 | 0 | 23.22 | 12.95 | 0 | 36.18 | 25.46 | 14.91 | 0 | 40.37 | 250582580 | 115472050 | 9075954 | 5359158.5 | 0 | 0 | 0 | 0 | 1926788.4 | 28534132 | 43784080 | 0 | 423472 | 24502536 | 28044364 | 16964816 | 5966.6 | 6950205 | 0 | 68615096 | 14606058 | 1789975.4 | 6807.7 | 865.4 | 0 | 0 | 0 | 917.8 | 17685.4 | 19788.5 | 0 | 10667.1 | 3290.3 | 10908.2 | 2240 | 883 | 4063.4 | 0 | 25344 | 600 | 6422.9 | 25625.4 | 40634.4 | 0 | 0 | 0.5 | 0 | 0 | 0
CA | 2030 | 314559460 | 22693312 | 15127707 | 3847663.4 | 356228130.1 | 303253369.2 | 186500836.8 | 132483736 | 67278110 | 0.0359 | 0.0539 | 0.1817 | 66259.99 | 76484.6 | 0.89 | 0.86 | 42.7 | 0.8 | 0.08 | 5.7 | 224 | 0.02 | 42.7 | 12.4 | 55.1 | 72.8 | 3.7 | 0.5 | 7.4 | 308.1 | 0.04 | 73.1 | 16.6 | 89.7 | 31.6 | 0.8 | 0.08 | 3.6 | 160.1 | 0.01 | 31.7 | 8.4 | 40 | 413.7 | 26.8 | 3.73 | 32.7 | 1548.4 | 0.22 | 415.5 | 78.9 | 494.4 | 12347496.9 | 232.8 | 23.3 | 1658070.4 | 64788.1 | 6.3 | 12360796.9 | 3590474.5 | 15951271.4 | 0 | 20.94 | 12.51 | 0.59 | 34.03 | 23.82 | 15.16 | 0.66 | 39.63 | 290316580 | 169727300 | 19258454 | 5036885 | 0 | 0 | 0 | 0 | 1859431.8 | 32398796 | 32232058 | 0 | 350414.2 | 24475000 | 27105958 | 0 | 4614.1 | 12125892 | 0 | 113415950 | 14813338 | 7239773 | 12014 | 842.4 | 0 | 0 | 0 | 917.8 | 20237.1 | 19755.9 | 0 | 10646.8 | 3290.3 | 11024.9 | 0 | 592.9 | 6358.1 | 0 | 40410.1 | 2000 | 6451.7 | 54043.7 | 63581.3 | 0 | 0 | 0.57 | 1.2 | 0.85 | 0
CA | 2035 | 339248960 | 34225984 | 25815206 | 3670448.2 | 402960582.9 | 327055541 | 174151632.3 | 119150376 | 72510050 | 0.0359 | 0.0539 | 0.1818 | 89657.56 | 84998.9 | 0.93 | 0.92 | 25.8 | 0.5 | 0.05 | 3.2 | 135.2 | 0.01 | 25.9 | 7.3 | 33.1 | 40.4 | 2.1 | 0.28 | 3.9 | 170.8 | 0.02 | 40.5 | 9 | 49.5 | 33.6 | 0.8 | 0.08 | 3.9 | 171.2 | 0.01 | 33.6 | 9 | 42.6 | 340.4 | 21.1 | 2.93 | 28.3 | 1306.1 | 0.19 | 341.8 | 67.3 | 409.1 | 9131833.1 | 172.3 | 17.3 | 1144515.3 | 47802.4 | 4.3 | 9141680.1 | 2570199 | 11711879.1 | 0 | 17.66 | 16.32 | 0 | 33.97 | 20.58 | 20.78 | 0 | 41.36 | 355661470 | 228808930 | 29090714 | 1867576 | 0 | 0 | 0 | 0 | 1660649.2 | 37693070 | 24006908 | 0 | 271456.1 | 24288468 | 26779578 | 0 | 7656.3 | 20540162 | 0 | 149230160 | 14493099 | 25731962 | 17243.9 | 435.9 | 0 | 0 | 0 | 917.8 | 24240.2 | 19646 | 0 | 10235.8 | 3290.3 | 11129.8 | 0 | 592.9 | 11429.5 | 0 | 53522.9 | 6000 | 5747.5 | 81164.2 | 114294.8 | 0 | 0 | 0.57 | 0 | 0.93 | 0
CA | 2040 | 370525340 | 47941970 | 23324384 | 3715843.1 | 445507548.3 | 357207844.8 | 155789627.2 | 115643540 | 84776670 | 0.0359 | 0.0539 | 0.1817 | 86957.68 | 95261.1 | 0.96 | 0.95 | 14.2 | 0.3 | 0.03 | 1.8 | 74.2 | 0.01 | 14.2 | 4 | 18.2 | 23.8 | 1.3 | 0.17 | 2.3 | 99.1 | 0.01 | 23.9 | 5.3 | 29.1 | 16.4 | 0.4 | 0.04 | 1.9 | 83.9 | 0.01 | 16.5 | 4.4 | 20.9 | 312.3 | 18.8 | 2.58 | 26.1 | 1221 | 0.17 | 313.5 | 62.6 | 376.1 | 5801570.2 | 109.4 | 10.9 | 726549.7 | 30382.2 | 2.7 | 5807816.6 | 1632681.6 | 7440498.1 | 0 | 15.2 | 15.44 | 0 | 30.63 | 17.66 | 19.89 | 0 | 37.56 | 414002270 | 289717920 | 40750636 | 1220886.4 | 0 | 0 | 0 | 0 | 1437662.2 | 38840064 | 15447642 | 0 | 147047.5 | 23981804 | 24037372 | 0 | 1152 | 18697804 | 0 | 161620930 | 15677990 | 72141270 | 23776.8 | 366.9 | 0 | 0 | 0 | 917.8 | 25964.7 | 19646 | 0 | 9887.3 | 3290.3 | 11235.4 | 0 | 147.5 | 11429.5 | 0 | 59809.2 | 16000 | 5708.9 | 116732.8 | 114294.8 | 0 | 0 | 0.57 | 0 | 0.96 | 0
CA | 2045 | 403348100 | 55293504 | 24325034 | 4069441.5 | 487036079.6 | 388850829.6 | 128159000 | 113077270 | 109627350 | 0.0359 | 0.0539 | 0.1817 | 97913.33 | 104946.8 | 0.97 | 1 | 10.2 | 0.2 | 0.02 | 1.3 | 53.5 | 0 | 10.2 | 2.9 | 13.1 | 0 | 0 | 0 | 0 | 0 | 0 | 0 | 0 | 0 | 6.7 | 0.2 | 0.02 | 0.8 | 34.1 | 0 | 6.7 | 1.8 | 8.5 | 231.8 | 13.7 | 1.89 | 20 | 911.6 | 0.13 | 232.7 | 47.2 | 279.9 | 4866790 | 91.7 | 9.2 | 611153.6 | 25488.6 | 2.3 | 4872030.1 | 1371337.3 | 6243367.5 | 0 | 12.28 | 17.21 | 0 | 29.49 | 14.57 | 22.25 | 0 | 36.82 | 483030880 | 358877100 | 46940268 | 1064288.8 | 0 | 0 | 0 | 0 | 0 | 36905080 | 12914269 | 0 | 119528 | 23111560 | 20492180 | 0 | 1064.3 | 19510634 | 0 | 186239870 | 23322760 | 112409370 | 26075.6 | 366.9 | 0 | 0 | 0 | 0 | 27450.5 | 18961.6 | 0 | 8702 | 3240.4 | 11341 | 0 | 144.7 | 11429.5 | 0 | 71382.5 | 25000 | 7281.9 | 131470.2 | 114294.8 | 0 | 0 | 0.57 | 0 | 1 | 0
CA | 2050 | 437613730 | 68282010 | 23934216 | 4195604 | 534025569.6 | 421884795.1 | 139158330.1 | 117845070 | 113808260 | 0.0359 | 0.0539 | 0.1816 | 108997.16 | 114423.7 | 0.96 | 1 | 13.4 | 0.3 | 0.03 | 1.6 | 70 | 0.01 | 13.4 | 3.7 | 17.1 | 0 | 0 | 0 | 0 | 0 | 0 | 0 | 0 | 0 | 0 | 0 | 0 | 0 | 0 | 0 | 0 | 0 | 0 | 234.6 | 11.6 | 1.55 | 22.1 | 998.8 | 0.13 | 235.3 | 51.9 | 287.2 | 6969951.6 | 131.4 | 13.1 | 860068.8 | 36486.5 | 3.2 | 6977455.3 | 1948240.8 | 8925696.1 | 0 | 13 | 19.06 | 0 | 32.06 | 15.64 | 24.91 | 0 | 40.55 | 529475500 | 394867230 | 58124640 | 1076869.8 | 0 | 0 | 0 | 0 | 0 | 36855370 | 18417282 | 0 | 148676.2 | 15939955 | 21816540 | 0 | 1057.8 | 19083210 | 0 | 216776060 | 30003308 | 111232500 | 31348.9 | 366.9 | 0 | 0 | 0 | 0 | 28500.9 | 18391.2 | 0 | 8987.9 | 2225.2 | 11434.3 | 0 | 144.7 | 11429.5 | 0 | 83635.7 | 25000 | 9476.6 | 160032.1 | 114294.8 | 0 | 0 | 0.57 | 0 | 1 | 0
CO | 2024 | 64974508 | 2840.5 | 488534.4 | 459470.1 | 65925353.9 | 62637762.5 | 44435914.4 | 32434150 | 19356276 | 0.036 | 0.054 | 0.1435 | 0 | 11380 | 0.45 | 0.47 | 438.1 | 42.6 | 6.13 | 20.7 | 1203.8 | 0.21 | 441.1 | 56.7 | 497.8 | 476.7 | 48.9 | 7.05 | 20.3 | 1230.4 | 0.23 | 480 | 57 | 537 | 322 | 17 | 2.29 | 28.2 | 1337.3 | 0.15 | 323.2 | 68.1 | 391.2 | 756.1 | 64.3 | 9.19 | 44.6 | 2339.2 | 0.39 | 760.5 | 114.4 | 875 | 22954216.1 | 2233.2 | 321.2 | 1085558.3 | 63039.7 | 11.2 | 23108445 | 2967186.6 | 26075631.6 | 0 | 27.77 | 0 | 0 | 27.77 | 29.49 | 0 | 0 | 29.49 | 52781024 | 21489440 | 2403.9 | 190174 | 0 | 0 | 18167850 | 0 | 0 | 1412359.1 | 10714119 | 0 | 1759.5 | 0 | 1821809.2 | 0 | 0 | 393470.5 | 0 | 4150026.8 | 15927054 | 0 | 4 | 28.7 | 0 | 3373.3 | 0 | 0 | 858.1 | 3221.6 | 0 | 1344 | 0 | 694.6 | 0 | 0 | 580.8 | 0 | 1619.1 | 0 | 5139 | 8 | 5808 | 0 | 0 | 0.2 | 0 | 0.29 | 0
CO | 2026 | 66678484 | 2868.8 | 716117.1 | 637319.6 | 68034789.7 | 64280462.8 | 45168330 | 44082890 | 26086048 | 0.036 | 0.054 | 0.1435 | 41793.17 | 11704 | 0.51 | 0.59 | 382 | 36.6 | 5.25 | 18.6 | 1068.3 | 0.19 | 384.5 | 50.5 | 435 | 355.6 | 36 | 5.19 | 15.6 | 932.8 | 0.17 | 358.1 | 43.4 | 401.5 | 258.7 | 17.7 | 2.47 | 19 | 946.8 | 0.12 | 259.9 | 47.2 | 307.2 | 665.3 | 53.2 | 7.55 | 42.6 | 2172.8 | 0.34 | 669 | 107.4 | 776.4 | 18923905.4 | 1811.6 | 260.2 | 922704.9 | 52903.9 | 9.2 | 19048937.9 | 2501749.5 | 21550687.3 | 0 | 25.69 | 7.13 | 0 | 32.82 | 27.34 | 7.74 | 0 | 35.08 | 49953210 | 22866460 | 2410 | 185117.8 | 0 | 0 | 14814910 | 0 | 0 | 1764708 | 9720782 | 0 | 538.8 | 0 | 1794330.8 | 0 | 0 | 568656.4 | 0 | 4092130 | 17009622 | 0 | 4 | 28.7 | 0 | 3038.2 | 0 | 0 | 1075.8 | 3221.6 | 0 | 1344 | 0 | 694.6 | 0 | 0 | 580.8 | 0 | 1619.1 | 0 | 5428.7 | 8 | 5808 | 0 | 0 | 0.2 | 0 | 0.34 | 0
CO | 2028 | 68718216 | 4958 | 1072024.5 | 1017317.6 | 70812518.4 | 66246862.2 | 24217046.4 | 69761304 | 58825172 | 0.036 | 0.054 | 0.1435 | 56316.57 | 12194.5 | 0.82 | 0.84 | 129 | 11.9 | 1.7 | 6.8 | 375.2 | 0.06 | 129.8 | 18 | 147.7 | 131.1 | 13 | 1.87 | 6.1 | 353.4 | 0.06 | 132 | 16.6 | 148.6 | 181.4 | 14.7 | 2.09 | 11.2 | 590.5 | 0.09 | 182.4 | 28.8 | 211.2 | 584.9 | 50.7 | 7.26 | 33.9 | 1782.8 | 0.3 | 588.4 | 87.1 | 675.4 | 7611519 | 702.4 | 100.6 | 398323.5 | 22115.3 | 3.7 | 7659917.4 | 1058368.6 | 8718286 | 0 | 19.3 | 8.79 | 0 | 28.09 | 20.64 | 9.57 | 0 | 30.21 | 59819480 | 46595470 | 4255.8 | 172774.6 | 0 | 0 | 5720040.5 | 0 | 0 | 2177039.2 | 4809542.5 | 0 | 0 | 0 | 1643395.9 | 0 | 0 | 873998.4 | 0 | 7087843 | 37330588 | 0 | 4.9 | 28.7 | 0 | 2187.2 | 0 | 0 | 1350 | 3221.6 | 0 | 1344 | 0 | 694.6 | 0 | 0 | 580.8 | 0 | 2752.2 | 0 | 10550.4 | 11.4 | 5808 | 0 | 0 | 0.2 | 0 | 0.39 | 0
CO | 2030 | 71075750 | 413475.3 | 1249274.8 | 1081664.6 | 73820163.7 | 68519644.1 | 1910605.6 | 69615530 | 74372920 | 0.036 | 0.054 | 0.1435 | 61460.79 | 12808.3 | 0.95 | 0.94 | 30 | 2.5 | 0.36 | 1.8 | 95.4 | 0.01 | 30.1 | 4.7 | 34.8 | 49.1 | 4.8 | 0.69 | 2.4 | 133.8 | 0.02 | 49.4 | 6.3 | 55.7 | 124.7 | 8.9 | 1.25 | 8.8 | 443.8 | 0.06 | 125.3 | 22.1 | 147.3 | 434 | 38.8 | 5.55 | 24.4 | 1294.1 | 0.23 | 436.7 | 63 | 499.7 | 2300934.8 | 192.2 | 27.3 | 140480.4 | 7324.9 | 1.1 | 2314117.1 | 359066.4 | 2673183.5 | 0 | 14.12 | 8.79 | 0 | 22.92 | 15.2 | 9.61 | 0 | 24.81 | 78575940 | 71909560 | 353803.3 | 111322.8 | 0 | 0 | 1641940.8 | 0 | 0 | 2690821.2 | 2067133.4 | 0 | 269.4 | 0 | 1483073 | 0 | 0 | 1008831.9 | 0 | 12246147 | 56972588 | 0 | 225 | 23.9 | 0 | 1251.2 | 0 | 0 | 1698.2 | 3221.6 | 0 | 1344 | 0 | 694.6 | 0 | 0 | 580.8 | 0 | 4797 | 0 | 16370.9 | 891.9 | 5808 | 0 | 0 | 0.2 | 0 | 0.44 | 0
CO | 2035 | 77597500 | 752958.6 | 1149054.4 | 1002221.5 | 80501736.4 | 74806973.1 | -1061811.7 | 60953076 | 67753710 | 0.036 | 0.054 | 0.1435 | 87264.28 | 14667.1 | 0.97 | 0.96 | 23.5 | 2.3 | 0.33 | 1.1 | 63.6 | 0.01 | 23.6 | 3 | 26.6 | 39 | 4.1 | 0.6 | 1.6 | 97.1 | 0.02 | 39.3 | 4.5 | 43.8 | 110.4 | 6 | 0.82 | 9.5 | 452.5 | 0.05 | 110.8 | 23 | 133.8 | 348 | 31.4 | 4.49 | 19.3 | 1029.4 | 0.18 | 350.2 | 50 | 400.2 | 1992458.5 | 196.8 | 28.3 | 94082 | 5382.2 | 1 | 2006056.6 | 254738.9 | 2260795.6 | 0 | 10.92 | 12.96 | 0 | 23.88 | 11.76 | 14.17 | 0 | 25.92 | 87314930 | 81563550 | 646439 | 94662.2 | 0 | 0 | 1733109.8 | 0 | 0 | 3521779.2 | 962608.6 | 0 | 808.2 | 0 | 1394428.5 | 0 | 0 | 919324.1 | 0 | 13850741 | 64191028 | 0 | 430.2 | 23.9 | 0 | 1251.2 | 0 | 0 | 2288.8 | 3221.6 | 0 | 1344 | 0 | 694.6 | 0 | 0 | 580.8 | 0 | 5647.9 | 0 | 19160.6 | 1720.7 | 5808 | 0 | 0 | 0.2 | 0 | 0.47 | 0
CO | 2040 | 85335464 | 881122.9 | 1014108.7 | 1023389.8 | 88254085.6 | 82266762.9 | 4768728.9 | 65447416 | 65605996 | 0.0359 | 0.054 | 0.1435 | 86110.45 | 16883.2 | 0.98 | 0.97 | 16.5 | 1.6 | 0.23 | 0.8 | 45.8 | 0.01 | 16.6 | 2.2 | 18.8 | 26.4 | 2.8 | 0.4 | 1.1 | 66.7 | 0.01 | 26.6 | 3.1 | 29.7 | 119 | 5.9 | 0.8 | 10.8 | 504.9 | 0.06 | 119.3 | 25.9 | 145.2 | 295.9 | 26.6 | 3.8 | 16.5 | 877.7 | 0.16 | 297.8 | 42.7 | 340.5 | 1408514.3 | 136.3 | 19.6 | 69652.9 | 3895.5 | 0.7 | 1417922.4 | 185929.3 | 1603851.7 | 0 | 8.99 | 13.57 | 0 | 22.56 | 9.66 | 14.82 | 0 | 24.48 | 88384940 | 83485360 | 753649.6 | 83933.4 | 0 | 0 | 1221603.2 | 0 | 0 | 3742601.5 | 769025.9 | 0 | 1902.6 | 0 | 1256878.4 | 0 | 0 | 812592.7 | 0 | 13444189 | 66298570 | 0 | 543.6 | 23.9 | 0 | 1251.2 | 0 | 0 | 2478.4 | 3221.6 | 0 | 1344 | 0 | 694.6 | 0 | 0 | 580.8 | 0 | 5628 | 0 | 19666.6 | 2034.5 | 5808 | 0 | 0 | 0.2 | 0 | 0.5 | 0
CO | 2045 | 92898710 | 3029842.2 | 752552.4 | 1092115.6 | 97773225.7 | 89558050.9 | 6291051 | 70803520 | 69710920 | 0.0359 | 0.054 | 0.1435 | 87211.64 | 18746.1 | 0.99 | 0.99 | 6.3 | 0.6 | 0.09 | 0.3 | 17.6 | 0 | 6.3 | 0.8 | 7.2 | 11.2 | 1.2 | 0.17 | 0.5 | 27.9 | 0.01 | 11.3 | 1.3 | 12.6 | 116.5 | 6.4 | 0.86 | 10.1 | 477.2 | 0.06 | 116.9 | 24.4 | 141.2 | 183.8 | 16.3 | 2.33 | 10.6 | 550.6 | 0.1 | 185 | 27 | 212 | 582624.5 | 55.8 | 8 | 29095.8 | 1629.4 | 0.3 | 586474.5 | 77729.8 | 664204.3 | 0 | 5.25 | 13.33 | 0 | 18.59 | 5.71 | 14.79 | 0 | 20.5 | 96609560 | 91482180 | 2560421.8 | 28235.1 | 0 | 0 | 511635 | 0 | 0 | 3942192 | 328389.5 | 0 | 2062.6 | 0 | 1080541.5 | 0 | 0 | 616102 | 0 | 16192922 | 71347064 | 0 | 1751.9 | 18.9 | 0 | 1251.2 | 0 | 0 | 2689.6 | 3093.6 | 0 | 1344 | 0 | 694.6 | 0 | 0 | 580.8 | 0 | 6901.4 | 0 | 21434.3 | 6441.8 | 5808 | 0 | 0 | 0.2 | 0 | 0.52 | 0
CO | 2050 | 100525410 | 3047064.5 | 859559.4 | 1140203.6 | 105572233.4 | 96910407.7 | 14170015.2 | 78400136 | 70218050 | 0.0359 | 0.054 | 0.1435 | 90092.28 | 19880 | 0.99 | 0.98 | 10.9 | 1.1 | 0.15 | 0.5 | 30 | 0.01 | 11 | 1.4 | 12.4 | 13.3 | 1.4 | 0.2 | 0.6 | 34.3 | 0.01 | 13.4 | 1.6 | 15 | 128.4 | 7.7 | 1.05 | 10.6 | 505.3 | 0.06 | 128.9 | 25.7 | 154.6 | 184.7 | 14.6 | 2.07 | 12.1 | 612.6 | 0.09 | 185.7 | 30.4 | 216.1 | 1025929.1 | 99.8 | 14.4 | 49217.3 | 2819 | 0.5 | 1032820.9 | 133359.8 | 1166180.6 | 0 | 6.05 | 14.21 | 0 | 20.26 | 6.57 | 15.76 | 0 | 22.32 | 97256344 | 91402216 | 2598509.5 | 30917.3 | 0 | 0 | 911896.2 | 0 | 0 | 4225092 | 522587.6 | 0 | 2062.6 | 0 | 1108938.9 | 0 | 0 | 679217 | 0 | 16531498 | 70645630 | 0 | 1796.2 | 18.9 | 0 | 1251.2 | 0 | 0 | 2921.6 | 2749.5 | 0 | 1344 | 0 | 694.6 | 0 | 0 | 580.8 | 0 | 6912.5 | 0 | 20381.3 | 6508.2 | 5808 | 0 | 0 | 0.21 | 0 | 0.55 | 0
CT | 2024 | 29626202 | 17819.3 | 20414.6 | 81150.8 | 29745587 | 28561094.9 | 26543898.7 | 328162.6 | 11822086 | 0.0359 | 0.054 | 0.135 | 10056.75 | 7285.9 | 0.51 | 0.52 | 183.6 | 3.5 | 0.35 | 26.2 | 968.4 | 0.17 | 183.8 | 55.1 | 238.9 | 190.2 | 3.6 | 0.37 | 27.2 | 1002.1 | 0.17 | 190.4 | 57.1 | 247.5 | 302.1 | 7.4 | 0.87 | 34.6 | 1491.3 | 0.16 | 302.6 | 79 | 381.6 | 636.7 | 37.4 | 5.28 | 54 | 2386.4 | 0.39 | 639.3 | 125.2 | 764.5 | 7535321.2 | 142.4 | 14.3 | 1076184.2 | 39747.3 | 6.8 | 7543476 | 2262504.4 | 9805980.4 | 0 | 31.54 | 2.24 | 1.82 | 35.6 | 33.41 | 2.43 | 1.93 | 37.77 | 41302480 | 3201688.2 | 14905.1 | 1015875.3 | 0 | 0 | 0 | 0 | 0 | 1082586.5 | 19993526 | 0 | 78847.8 | 0 | 409444.5 | 16552286 | 19432.1 | 16473.9 | 0 | 1995343.2 | 123758.6 | 0 | 11.5 | 199.1 | 0 | 0 | 0 | 0 | 805.7 | 3822.2 | 0 | 1117.5 | 0 | 122.2 | 2073.1 | 627.4 | 29.4 | 0 | 1029.6 | 0 | 35.8 | 46.1 | 294 | 0 | 6.2 | 0.32 | 0 | 0 | 0
CT | 2026 | 29945994 | 50726.5 | 21830.2 | 76433.4 | 30094983.5 | 28869391.6 | 26477749.3 | 209854.9 | 11261064 | 0.0359 | 0.054 | 0.135 | 40168.11 | 7429.1 | 0.52 | 0.53 | 180.6 | 3.4 | 0.34 | 25.9 | 952.9 | 0.16 | 180.8 | 54.3 | 235.1 | 187.2 | 3.6 | 0.36 | 26.8 | 987.3 | 0.17 | 187.4 | 56.3 | 243.7 | 274.7 | 6.1 | 0.69 | 32 | 1382.6 | 0.14 | 275.1 | 73.2 | 348.3 | 587.2 | 32 | 4.45 | 51.6 | 2316.6 | 0.34 | 589.4 | 120.8 | 710.2 | 7393895.8 | 139.7 | 14 | 1059173.3 | 39015.6 | 6.7 | 7401892.3 | 2223669.1 | 9625561.4 | 0 | 28.64 | 8.79 | 4.48 | 41.91 | 30.36 | 9.55 | 4.74 | 44.64 | 41206220 | 3617234.5 | 42793.8 | 1015782.5 | 0 | 0 | 0 | 0 | 0 | 1278438.6 | 19489408 | 0 | 70011.9 | 0 | 409617.8 | 16527250 | 16891.7 | 17232.7 | 0 | 2215704.5 | 123091.2 | 0 | 32.9 | 199.1 | 0 | 0 | 0 | 0 | 957.3 | 3822.2 | 0 | 1117.5 | 0 | 122.2 | 2073.1 | 627.4 | 29.4 | 0 | 1150.1 | 0 | 35.8 | 131.7 | 294 | 0 | 13.4 | 0.36 | 0 | 0 | 0
CT | 2028 | 30493712 | 104424.5 | 2724 | 73409.8 | 30674270.3 | 29397425.6 | 26506253.1 | 515814.8 | 10470896 | 0.0359 | 0.054 | 0.135 | 47381.18 | 7675.9 | 0.54 | 0.55 | 173.2 | 3.3 | 0.33 | 25 | 914.3 | 0.16 | 173.4 | 52.3 | 225.7 | 178.9 | 3.4 | 0.34 | 25.9 | 944.2 | 0.17 | 179.1 | 54 | 233.2 | 250.5 | 4.9 | 0.51 | 29.6 | 1294.4 | 0.12 | 250.8 | 68.2 | 319 | 531.3 | 25.8 | 3.53 | 49.9 | 2194.1 | 0.31 | 533 | 115.4 | 648.4 | 6999425.8 | 132.3 | 13.3 | 1011358.8 | 36952.8 | 6.5 | 7006996.2 | 2114330.8 | 9121327 | 0 | 24.5 | 10.23 | 3.46 | 38.2 | 25.99 | 11.12 | 3.66 | 40.76 | 40687820 | 4168017.2 | 88666.3 | 1008968.9 | 0 | 0 | 0 | 0 | 0 | 1489699.8 | 18489134 | 0 | 60769.9 | 0 | 408025 | 16445872 | 16172.1 | 2193.4 | 0 | 2555904.2 | 122413.3 | 0 | 66.7 | 199.1 | 0 | 0 | 0 | 0 | 1122.1 | 3822.2 | 0 | 1117.5 | 0 | 122.2 | 2073.1 | 627.4 | 2 | 0 | 1327.1 | 0 | 35.8 | 267 | 20 | 0 | 9.5 | 0.4 | 0 | 0 | 0
CT | 2030 | 31208940 | 222161.8 | 0 | 66464.2 | 31497566.9 | 30086951.2 | 26787624.3 | 1012360.9 | 8819947 | 0.0359 | 0.0539 | 0.135 | 67730.1 | 8005.3 | 0.57 | 0.58 | 161.9 | 3.1 | 0.31 | 23.8 | 855.8 | 0.16 | 162.1 | 49.3 | 211.4 | 165 | 3.1 | 0.31 | 24.3 | 871.7 | 0.16 | 165.2 | 50.3 | 215.5 | 246.9 | 4.9 | 0.52 | 29.2 | 1271.7 | 0.12 | 247.2 | 67.1 | 314.3 | 500.4 | 23.5 | 3.18 | 47.4 | 2120.5 | 0.27 | 502 | 110.7 | 612.6 | 6325891.3 | 119.5 | 12 | 929763.1 | 33438.6 | 6.2 | 6332728.3 | 1927920.5 | 8260648.8 | 0 | 23.83 | 14.58 | 1.86 | 40.28 | 25.3 | 15.89 | 1.97 | 43.16 | 39358404 | 4709942.5 | 190051.3 | 990371.5 | 0 | 0 | 0 | 0 | 0 | 1753323.2 | 16696794 | 0 | 55092.9 | 0 | 405865.9 | 16297747 | 12537 | 0 | 0 | 2834880.2 | 121739.4 | 0 | 135.9 | 199.1 | 0 | 0 | 0 | 0 | 1326.1 | 3822.2 | 0 | 1117.5 | 0 | 122.2 | 2073.1 | 537.4 | 0 | 0 | 1473.8 | 0 | 35.8 | 542.8 | 0 | 0 | 4.7 | 0.44 | 0 | 0 | 0
CT | 2035 | 33227140 | 213910.1 | 0 | 73649.1 | 33514699.3 | 32032622.4 | 28538945.4 | 3614615.2 | 7150033 | 0.0359 | 0.0539 | 0.135 | 101638.76 | 8946.9 | 0.61 | 0.64 | 147 | 2.8 | 0.28 | 22.3 | 778.7 | 0.16 | 147.2 | 45.5 | 192.7 | 141.2 | 2.7 | 0.27 | 21.5 | 747.2 | 0.15 | 141.4 | 43.8 | 185.2 | 251.1 | 5 | 0.53 | 29.6 | 1291.9 | 0.12 | 251.4 | 68.2 | 319.6 | 456.9 | 19.5 | 2.6 | 45.5 | 1993.7 | 0.26 | 458.2 | 105 | 563.1 | 5413933.1 | 102.3 | 10.3 | 820325.6 | 28670.4 | 5.8 | 5419785.8 | 1676275.9 | 7096061.8 | 0 | 22.4 | 22.69 | 1.3 | 46.39 | 23.79 | 24.74 | 1.38 | 49.9 | 37071456 | 4975754 | 179807.1 | 967406.2 | 0 | 0 | 0 | 0 | 0 | 2028927.6 | 14283782 | 0 | 76328.2 | 0 | 402407.5 | 16174653 | 11317.5 | 0 | 0 | 2826694.2 | 120132.2 | 0 | 145.4 | 199.1 | 0 | 0 | 0 | 0 | 1567 | 3822.2 | 0 | 1450.4 | 0 | 122.2 | 2073.1 | 537.4 | 0 | 0 | 1515.1 | 0 | 35.8 | 581 | 0 | 0 | 3.5 | 0.44 | 0 | 0 | 0
CT | 2040 | 35621852 | 1170496.8 | 0 | 90221.1 | 36882568.2 | 34341257.1 | 31511133.9 | 5611761 | 7505859 | 0.0359 | 0.0539 | 0.135 | 100268.8 | 9941 | 0.62 | 0.65 | 146 | 2.8 | 0.28 | 21.9 | 772.8 | 0.15 | 146.1 | 45 | 191.1 | 139.7 | 2.7 | 0.27 | 21.1 | 738.8 | 0.15 | 139.8 | 43.1 | 183 | 244.7 | 5 | 0.53 | 28.8 | 1259.1 | 0.11 | 245 | 66.3 | 311.3 | 434.6 | 14.6 | 1.86 | 46.8 | 2022.6 | 0.24 | 435.6 | 107.1 | 542.7 | 5621776.1 | 106.2 | 10.7 | 843822.6 | 29759.6 | 5.8 | 5627849.7 | 1732252.4 | 7360102.1 | 0 | 21.72 | 22.66 | 0.99 | 45.37 | 23.27 | 25.4 | 1.05 | 49.72 | 38795604 | 5371434 | 984757.9 | 960976.9 | 0 | 0 | 0 | 0 | 0 | 2021226.2 | 14833090 | 0 | 84012.7 | 0 | 401530.7 | 16149667 | 10134.6 | 0 | 0 | 3231689 | 118519.2 | 0 | 885.2 | 199.1 | 0 | 0 | 0 | 0 | 1611.5 | 3822.2 | 0 | 1631.3 | 0 | 122.2 | 2073.1 | 537.4 | 0 | 0 | 1741.5 | 0 | 35.8 | 3348.4 | 0 | 0 | 2.6 | 0.44 | 0 | 0 | 0
CT | 2045 | 37856748 | 1292872.5 | 0 | 97236.3 | 39246858.1 | 36495787.9 | 33572309.3 | 5987861 | 8068211 | 0.0359 | 0.0539 | 0.135 | 97995.2 | 10734.5 | 0.59 | 0.62 | 156.1 | 2.9 | 0.3 | 22.9 | 825.4 | 0.15 | 156.3 | 47.5 | 203.7 | 151 | 2.9 | 0.29 | 22.2 | 797.6 | 0.15 | 151.1 | 46 | 197.1 | 230.6 | 4.7 | 0.49 | 27.1 | 1189.1 | 0.11 | 230.9 | 62.6 | 293.5 | 452.6 | 14.1 | 1.76 | 49.5 | 2149.7 | 0.24 | 453.5 | 113.6 | 567.2 | 6403977.7 | 120.8 | 12.1 | 937959.1 | 33865.7 | 6.2 | 6410884.1 | 1948847.5 | 8359731.6 | 0 | 21.66 | 22.44 | 1.4 | 45.51 | 23.17 | 25.21 | 1.49 | 49.86 | 41355068 | 5674549 | 1092607 | 977387.2 | 0 | 0 | 0 | 0 | 0 | 2050201.8 | 16800952 | 0 | 141099.1 | 0 | 404211 | 16257998 | 6263.7 | 0 | 0 | 3507419.2 | 116927.8 | 0 | 865.7 | 199.1 | 0 | 0 | 0 | 0 | 1682.3 | 3771.2 | 0 | 2465.8 | 0 | 122.2 | 2073.1 | 537.4 | 0 | 0 | 1909.5 | 0 | 35.8 | 3467.7 | 0 | 0 | 3.7 | 0.44 | 0 | 0 | 0
CT | 2050 | 40142380 | 1586249.5 | 0 | 88782.7 | 41817412.2 | 38699176.2 | 35814293 | 5987797.5 | 6982633 | 0.0359 | 0.0539 | 0.135 | 96946.86 | 11387.1 | 0.58 | 0.61 | 160.8 | 3 | 0.3 | 23.2 | 850.1 | 0.15 | 161 | 48.6 | 209.6 | 156.2 | 2.9 | 0.3 | 22.6 | 825.4 | 0.15 | 156.4 | 47.2 | 203.6 | 216.6 | 4.4 | 0.46 | 25.4 | 1116.9 | 0.1 | 216.8 | 58.7 | 275.5 | 442.7 | 12.3 | 1.47 | 49.6 | 2164.8 | 0.23 | 443.4 | 114.2 | 557.6 | 6838425.6 | 128.9 | 12.9 | 987116.9 | 36146.6 | 6.3 | 6845789.9 | 2066018.1 | 8911807.9 | 0 | 21.6 | 21.85 | 0.73 | 44.19 | 23.17 | 24.65 | 0.78 | 48.6 | 42816184 | 6003119 | 1347300 | 947788 | 0 | 0 | 0 | 0 | 0 | 2125100 | 17804106 | 0 | 208444 | 0 | 399107.7 | 16104238 | 2080.6 | 0 | 0 | 3761746 | 116273.3 | 0 | 1028.1 | 199.1 | 0 | 0 | 0 | 0 | 1792.6 | 3771.2 | 0 | 3389.6 | 0 | 122.2 | 2073.1 | 135.2 | 0 | 0 | 2030.1 | 0 | 35.8 | 4117.4 | 0 | 0 | 2 | 0.44 | 0 | 0 | 0
DE | 2024 | 12103389 | 0 | 0 | 90345.6 | 12193734.4 | 11668195.7 | 10837998.5 | 10484592 | 4323573 | 0.0359 | 0.054 | 0.146 | 11307.12 | 2936.7 | 0.23 | 0.4 | 323.7 | 6.2 | 0.65 | 38.5 | 1672.7 | 0.15 | 324 | 88.4 | 412.5 | 262.2 | 6.5 | 0.74 | 31.8 | 1320.6 | 0.16 | 262.6 | 71.2 | 333.9 | 354 | 21.2 | 2.96 | 29.3 | 1342.8 | 0.2 | 355.5 | 69.4 | 424.9 | 723.3 | 51.3 | 7.35 | 53.4 | 2432.5 | 0.45 | 726.8 | 126 | 852.8 | 1921904.7 | 37 | 3.8 | 228876.7 | 9935.4 | 0.9 | 1924056.6 | 525199.4 | 2449256 | 0 | 32.02 | 2.57 | 0.11 | 34.7 | 33.91 | 2.79 | 0.12 | 36.82 | 6021532.5 | 1355735.9 | 0 | 45771 | 0 | 0 | 0 | 0 | 0 | 259464.4 | 4565464.5 | 0 | 17449.3 | 0 | 0 | 0 | 37111.7 | 0 | 0 | 1096271.5 | 0 | 0 | 0 | 10 | 0 | 0 | 0 | 0 | 181.1 | 1504 | 0 | 186.4 | 0 | 0 | 0 | 803 | 0 | 0 | 521.2 | 0 | 0 | 0 | 0 | 0 | 0.7 | 0.17 | 0 | 0 | 0
DE | 2026 | 12130401 | 0 | 0 | 103747.9 | 12234149.2 | 11694237 | 10795236.8 | 11678128 | 5200920 | 0.0359 | 0.054 | 0.146 | 46083.92 | 2952.9 | 0.26 | 0.44 | 316.3 | 6.1 | 0.64 | 37.7 | 1632.7 | 0.15 | 316.7 | 86.4 | 403.1 | 243.1 | 5.7 | 0.63 | 30 | 1235.4 | 0.16 | 243.4 | 66.9 | 310.3 | 315.4 | 14.5 | 1.95 | 29.9 | 1350.2 | 0.16 | 316.3 | 70.2 | 386.5 | 671.5 | 45.4 | 6.44 | 51.1 | 2367.7 | 0.39 | 674.6 | 121.7 | 796.4 | 1790587.5 | 34.5 | 3.6 | 213385.7 | 9243.8 | 0.9 | 1792601.6 | 489083.1 | 2281684.7 | 0 | 30.01 | 10.44 | 0.22 | 40.68 | 31.78 | 11.33 | 0.23 | 43.35 | 5746073 | 1438912.4 | 0 | 45657.6 | 0 | 0 | 0 | 0 | 0 | 357935.3 | 4198847 | 0 | 24109.6 | 0 | 0 | 0 | 38546.3 | 0 | 0 | 1080977 | 0 | 0 | 0 | 10 | 0 | 0 | 0 | 0 | 250.1 | 1504 | 0 | 186.4 | 0 | 0 | 0 | 803 | 0 | 0 | 521.2 | 0 | 0 | 0 | 0 | 0 | 1.3 | 0.18 | 0 | 0 | 0
DE | 2028 | 12209261 | 207.5 | 0 | 128635.7 | 12338104.6 | 11770262.4 | 10788649.8 | 13738693 | 6879700 | 0.0359 | 0.054 | 0.146 | 60445.59 | 2989.4 | 0.29 | 0.51 | 297.5 | 5.7 | 0.6 | 35.5 | 1537.9 | 0.14 | 297.9 | 81.3 | 379.2 | 210.8 | 4.6 | 0.5 | 26.5 | 1082 | 0.14 | 211.1 | 58.7 | 269.8 | 266.4 | 6.3 | 0.71 | 30.5 | 1343.5 | 0.13 | 266.8 | 70.6 | 337.4 | 605.2 | 37.1 | 5.22 | 49.9 | 2251.4 | 0.36 | 607.7 | 117 | 724.8 | 1600805.1 | 30.8 | 3.2 | 190810 | 8277.5 | 0.8 | 1602596.1 | 437684.7 | 2040280.8 | 0 | 26.48 | 13.66 | 0.14 | 40.28 | 28.04 | 14.84 | 0.15 | 43.03 | 5462097 | 1549454.8 | 177.2 | 44337.3 | 0 | 0 | 0 | 0 | 0 | 483557.9 | 3818943.2 | 0 | 18669.1 | 0 | 0 | 0 | 30515.6 | 0 | 0 | 1065896.9 | 0 | 0 | 0.1 | 10 | 0 | 0 | 0 | 0 | 338.4 | 1504 | 0 | 186.4 | 0 | 0 | 0 | 803 | 0 | 0 | 521.2 | 0 | 0 | 0.5 | 0 | 0 | 0.8 | 0.19 | 0 | 0 | 0
DE | 2030 | 12334455 | 835 | 0 | 126006.5 | 12461296.9 | 11890956.2 | 10820858.9 | 13698794 | 6469589.5 | 0.0359 | 0.054 | 0.146 | 73237.03 | 3043.7 | 0.32 | 0.55 | 280.6 | 5.3 | 0.54 | 33.4 | 1460.3 | 0.13 | 280.9 | 77 | 357.8 | 192.3 | 4.3 | 0.47 | 24.2 | 986.2 | 0.13 | 192.5 | 53.6 | 246.2 | 287.6 | 9.6 | 1.2 | 30.3 | 1363.3 | 0.13 | 288.3 | 71 | 359.3 | 565.7 | 34.4 | 4.78 | 46.5 | 2155.3 | 0.31 | 568 | 110.8 | 678.8 | 1439387.1 | 27.4 | 2.8 | 171445.9 | 7493.4 | 0.7 | 1440961.2 | 394926.6 | 1835887.7 | 0 | 25.55 | 16.55 | 0.22 | 42.32 | 27.06 | 18 | 0.23 | 45.3 | 5213586.5 | 1640438.1 | 699.1 | 42928.1 | 0 | 0 | 0 | 0 | 0 | 589412 | 3509624.8 | 0 | 8675.8 | 0 | 0 | 0 | 11220.5 | 0 | 0 | 1051026.1 | 0 | 0 | 0.5 | 10 | 0 | 0 | 0 | 0 | 414.6 | 1504 | 0 | 186.4 | 0 | 0 | 0 | 652.9 | 0 | 0 | 521.2 | 0 | 0 | 2.1 | 0 | 0 | 1.2 | 0.2 | 0 | 0 | 0
DE | 2035 | 12697445 | 105906.5 | 0 | 121458 | 12924810 | 12240899.1 | 11209349.1 | 13691787 | 5583642 | 0.0359 | 0.054 | 0.146 | 99747.63 | 3201.6 | 0.39 | 0.64 | 255.1 | 4.9 | 0.49 | 30.4 | 1327.5 | 0.12 | 255.4 | 70 | 325.4 | 155.3 | 3.6 | 0.4 | 19.7 | 793.4 | 0.11 | 155.5 | 43.4 | 198.9 | 320.2 | 14.2 | 1.87 | 30.6 | 1408.9 | 0.15 | 321.1 | 72.6 | 393.8 | 530.9 | 31.2 | 4.34 | 44.8 | 2043.8 | 0.3 | 533 | 105.7 | 638.7 | 1200778.4 | 22.8 | 2.3 | 143190 | 6250.1 | 0.5 | 1202092.5 | 329592.3 | 1531684.8 | 0 | 23.53 | 22.43 | 0 | 45.96 | 24.99 | 24.58 | 0 | 49.57 | 4792919 | 1715460.8 | 90879 | 41566.4 | 0 | 0 | 0 | 0 | 0 | 700709 | 2929082 | 0 | 5775.5 | 0 | 0 | 0 | 10155.2 | 0 | 0 | 1014751.9 | 0 | 0 | 63 | 10 | 0 | 0 | 0 | 0 | 503.6 | 1504 | 0 | 186.4 | 0 | 0 | 0 | 652.9 | 0 | 0 | 521.2 | 0 | 0 | 251.9 | 0 | 0 | 0 | 0.29 | 0 | 0 | 0
DE | 2040 | 13213629 | 1009724.7 | 0 | 120670.6 | 14344023.8 | 12738526.7 | 12671228.1 | 13931501 | 5034496.5 | 0.0359 | 0.054 | 0.146 | 96875.47 | 3390.9 | 0.47 | 0.66 | 216.6 | 4.1 | 0.42 | 25.8 | 1127.4 | 0.1 | 216.8 | 59.4 | 276.2 | 145.4 | 3.2 | 0.35 | 18.6 | 747.7 | 0.1 | 145.6 | 40.9 | 186.5 | 345.5 | 16.2 | 2.16 | 32.2 | 1493.8 | 0.16 | 346.6 | 76.7 | 423.3 | 488.2 | 24.9 | 3.39 | 44.6 | 2012.2 | 0.27 | 489.9 | 104.7 | 594.6 | 1151910.5 | 21.9 | 2.2 | 137375.5 | 5996.6 | 0.5 | 1153170.5 | 316216.5 | 1469387 | 0 | 21.58 | 20.75 | 0 | 42.33 | 23.56 | 24.31 | 0 | 47.86 | 5420320 | 1672795.8 | 856374.6 | 40288.4 | 0 | 0 | 0 | 0 | 0 | 691743.2 | 2834549.8 | 0 | 7438.3 | 0 | 0 | 0 | 8873.5 | 0 | 0 | 981052.5 | 0 | 0 | 907.8 | 10 | 0 | 0 | 0 | 0 | 513.9 | 1489 | 0 | 186.4 | 0 | 0 | 0 | 652.9 | 0 | 0 | 521.8 | 0 | 0 | 2544.9 | 0 | 0 | 0 | 0.32 | 0 | 0 | 0
DE | 2045 | 13666422 | 1088470.4 | 0 | 125879.4 | 14880771.6 | 13175041.2 | 13216890.4 | 14519757 | 5331825 | 0.0359 | 0.0539 | 0.146 | 96897.05 | 3541.6 | 0.46 | 0.64 | 227.1 | 4.3 | 0.43 | 27 | 1186.7 | 0.1 | 227.4 | 62.4 | 289.8 | 154.4 | 3.3 | 0.35 | 19.7 | 798.1 | 0.1 | 154.6 | 43.5 | 198.2 | 338.9 | 12.9 | 1.66 | 34.3 | 1560.1 | 0.16 | 339.7 | 80.9 | 420.6 | 497.5 | 24.5 | 3.3 | 46.5 | 2092.3 | 0.26 | 499.1 | 109 | 608.1 | 1260644.8 | 23.8 | 2.4 | 150134 | 6585.9 | 0.6 | 1262006.9 | 346547.5 | 1608554.4 | 0 | 21.48 | 20.6 | 0 | 42.08 | 23.35 | 24.2 | 0 | 47.55 | 5672824 | 1663881.2 | 925339.8 | 41192.3 | 0 | 0 | 0 | 0 | 0 | 710656.8 | 2776520.2 | 0 | 263625 | 0 | 0 | 0 | 2265.1 | 0 | 0 | 953224.5 | 0 | 0 | 924.2 | 10 | 0 | 0 | 0 | 0 | 542.8 | 1237 | 0 | 780.4 | 0 | 0 | 0 | 478.9 | 0 | 0 | 515.4 | 0 | 0 | 2635.1 | 0 | 0 | 0 | 0.32 | 0 | 0 | 0
DE | 2050 | 14120499 | 1063701.8 | 0 | 121025.4 | 15305226.4 | 13612789.4 | 13660993.3 | 13680406 | 5343098.5 | 0.0359 | 0.0539 | 0.146 | 95290.07 | 3674.1 | 0.37 | 0.61 | 302.2 | 5.7 | 0.57 | 35.9 | 1580.1 | 0.13 | 302.5 | 83 | 385.5 | 181 | 3.5 | 0.36 | 22.9 | 945.9 | 0.11 | 181.2 | 51.2 | 232.4 | 327 | 9.9 | 1.2 | 35.5 | 1587.6 | 0.15 | 327.6 | 82.9 | 410.5 | 487.7 | 19.3 | 2.51 | 49.3 | 2209.4 | 0.25 | 489 | 115.3 | 604.2 | 2059671.5 | 38.8 | 3.9 | 244498.2 | 10770.1 | 0.9 | 2061889.2 | 565693.8 | 2627583 | 0 | 22.24 | 20.42 | 0.52 | 43.18 | 24.15 | 23.88 | 0.55 | 48.58 | 6978242.5 | 1644233.1 | 912136.8 | 40484.9 | 0 | 0 | 0 | 0 | 0 | 736697.2 | 2674117.2 | 0 | 1706838.8 | 0 | 0 | 0 | 431.6 | 0 | 0 | 907535.9 | 0 | 0 | 862.7 | 10 | 0 | 0 | 0 | 0 | 577 | 924 | 0 | 1729.7 | 0 | 0 | 0 | 28.9 | 0 | 0 | 507.8 | 0 | 0 | 2389.2 | 0 | 0 | 1.8 | 0.32 | 0 | 0 | 0
FL | 2024 | 249849980 | 465445.9 | 0 | 1257940.3 | 251573369.5 | 240870792.7 | 199603710.9 | 48279480 | 36302692 | 0.0359 | 0.0539 | 0.15 | 9059.04 | 56445.9 | 0.36 | 0.36 | 286.9 | 11.9 | 1.54 | 30 | 1299.8 | 0.16 | 287.7 | 68.8 | 356.5 | 300.2 | 12.6 | 1.64 | 31.4 | 1354.7 | 0.17 | 301.1 | 71.8 | 372.8 | 238.1 | 11.3 | 1.54 | 22.3 | 997.8 | 0.13 | 238.9 | 52.1 | 291 | 654 | 43 | 6.08 | 50.9 | 2343.4 | 0.38 | 656.9 | 120.9 | 777.8 | 68354947.6 | 2821.7 | 365.5 | 7156729.4 | 309789.2 | 37.6 | 68538821.8 | 16398720 | 84937541.8 | 0 | 31.84 | 1.75 | 0 | 33.59 | 33.71 | 1.89 | 0 | 35.6 | 239514340 | 51969660 | 395636.5 | 4058194.5 | 0 | 0 | 15368901 | 0 | 0 | 2992187 | 137555170 | 0 | 722766.8 | 0 | 216461.9 | 29227546 | 0 | 0 | 0 | 48977470 | 0 | 0 | 498 | 760.3 | 0 | 5892 | 0 | 0 | 1957.3 | 33466 | 0 | 6009.2 | 0 | 54.5 | 3666 | 0 | 0 | 0 | 20461.2 | 0 | 0 | 1093.3 | 0 | 0 | 0 | 0 | 0 | 0 | 0
FL | 2026 | 255161220 | 4208060.5 | 0 | 1301744.5 | 260671017.9 | 245991156.3 | 169785728.5 | 38605410 | 38340540 | 0.0359 | 0.0539 | 0.15 | 38784.41 | 57714.5 | 0.49 | 0.46 | 226.9 | 9.2 | 1.19 | 24.1 | 1033.5 | 0.13 | 227.5 | 54.9 | 282.4 | 250.5 | 10.3 | 1.34 | 26.6 | 1136.6 | 0.15 | 251.2 | 60.5 | 311.7 | 188.4 | 8.4 | 1.12 | 18.1 | 813.9 | 0.1 | 188.9 | 42.4 | 231.3 | 537.9 | 34 | 4.77 | 43 | 1999.1 | 0.3 | 540.2 | 102.6 | 642.8 | 58760397.6 | 2381.9 | 307.5 | 6240202.6 | 267782.3 | 33 | 58915318.9 | 14229133.2 | 73144452.1 | 0 | 26.46 | 7.38 | 0 | 33.84 | 28.25 | 8.08 | 0 | 36.33 | 260335310 | 90885290 | 3596230.5 | 3856104.8 | 0 | 0 | 12840486 | 0 | 0 | 4692662 | 120071660 | 0 | 705822.4 | 0 | 213767.2 | 28165948 | 0 | 0 | 0 | 86192620 | 0 | 0 | 2542.1 | 760.3 | 0 | 5817 | 0 | 0 | 3408.5 | 33466 | 0 | 6009.2 | 0 | 54.5 | 3666 | 0 | 0 | 0 | 36526.1 | 0 | 0 | 9589.1 | 0 | 0 | 0 | 0 | 0 | 0 | 0
FL | 2028 | 261894880 | 8509912 | 0 | 1669482.1 | 272074285.2 | 252482851.2 | 139690358 | 49486264 | 67733300 | 0.0359 | 0.0539 | 0.15 | 48614.97 | 59360.7 | 0.59 | 0.52 | 172.1 | 5.9 | 0.73 | 19.5 | 820 | 0.1 | 172.4 | 43.9 | 216.4 | 208.3 | 7.2 | 0.9 | 23.7 | 989.5 | 0.13 | 208.7 | 53.2 | 261.9 | 141.4 | 4.5 | 0.55 | 15.1 | 677.9 | 0.07 | 141.7 | 35.4 | 177 | 460.3 | 27 | 3.76 | 39.1 | 1768.7 | 0.27 | 462.1 | 91.9 | 554 | 49665396.5 | 1685.1 | 209.2 | 5625098.3 | 236828.7 | 28.6 | 49772732.2 | 12690390.9 | 62463123.1 | 0 | 22.43 | 9.14 | 0 | 31.57 | 24.24 | 10.17 | 0 | 34.4 | 290353300 | 132383920 | 7292401.5 | 3607492.8 | 0 | 0 | 7667393.5 | 0 | 0 | 7655811 | 110991630 | 0 | 675506 | 0 | 224774.9 | 27510182 | 0 | 0 | 0 | 124728110 | 0 | 0 | 4992.5 | 760.3 | 0 | 5817 | 0 | 0 | 5604.1 | 33466 | 0 | 6009.2 | 0 | 57.5 | 3666 | 0 | 0 | 0 | 54310 | 0 | 0 | 18900.1 | 0 | 0 | 0 | 0 | 0 | 0 | 0
FL | 2030 | 269876500 | 15309517 | 0 | 1787591.1 | 286973633.2 | 260177654.4 | 135098271.6 | 54439064 | 69225350 | 0.0359 | 0.0539 | 0.15 | 51640.64 | 61058.2 | 0.65 | 0.58 | 145.3 | 4.8 | 0.59 | 16.8 | 698.4 | 0.09 | 145.6 | 37.6 | 183.2 | 181.6 | 6.1 | 0.76 | 21 | 867.3 | 0.11 | 182 | 46.9 | 228.9 | 162.2 | 5.5 | 0.7 | 17 | 764.6 | 0.08 | 162.5 | 39.8 | 202.3 | 425.3 | 25.6 | 3.56 | 35.3 | 1633.1 | 0.23 | 427 | 84 | 511.1 | 43563041.6 | 1422.8 | 175 | 5027810.9 | 209564.9 | 25.7 | 43653215.4 | 11279861.9 | 54933077.3 | 0 | 20.77 | 9.57 | 0 | 30.34 | 22.86 | 10.88 | 0 | 33.74 | 301807940 | 151875360 | 13047875 | 3434471.2 | 0 | 0 | 6207236.5 | 0 | 0 | 11795187 | 99247130 | 0 | 661493.3 | 0 | 223900.6 | 27110458 | 0 | 0 | 0 | 140080180 | 0 | 0 | 8286.8 | 760.3 | 0 | 5817 | 0 | 0 | 8804 | 32654.2 | 0 | 6009.2 | 0 | 57.5 | 3666 | 0 | 0 | 0 | 61649 | 0 | 0 | 34441.1 | 0 | 0 | 0 | 0 | 0 | 0 | 0
FL | 2035 | 291435620 | 39155470 | 0 | 1553729.1 | 332144806.1 | 280961959.6 | 139529976.1 | 45453932 | 57362988 | 0.0359 | 0.0539 | 0.15 | 78470.12 | 67270.5 | 0.74 | 0.68 | 98.1 | 2.4 | 0.26 | 12.3 | 499.1 | 0.06 | 98.2 | 27.2 | 125.5 | 131.5 | 3.5 | 0.41 | 16.4 | 658.3 | 0.09 | 131.7 | 36.1 | 167.8 | 204.7 | 8.3 | 1.08 | 20.2 | 924.7 | 0.1 | 205.2 | 47.8 | 253 | 368.9 | 20.1 | 2.77 | 32.4 | 1476.6 | 0.2 | 370.2 | 76.5 | 446.7 | 33507529.5 | 802 | 89.5 | 4216838.6 | 170615.1 | 20.9 | 33555856.6 | 9306878.4 | 42862735 | 0 | 17.8 | 13.85 | 0 | 31.64 | 20.69 | 16.91 | 0 | 37.6 | 344100350 | 192614830 | 33462204 | 3191141 | 0 | 0 | 1852603.2 | 0 | 0 | 12942960 | 85425270 | 0 | 634947.3 | 0 | 221980.4 | 26697360 | 0 | 0 | 0 | 179671870 | 0 | 0 | 16554.6 | 760.3 | 0 | 5585 | 0 | 0 | 11735.1 | 32482.2 | 0 | 5912.2 | 0 | 57.5 | 3666 | 0 | 0 | 0 | 84200.8 | 0 | 0 | 94303.5 | 0 | 0 | 0 | 0 | 0 | 0 | 0
FL | 2040 | 315902460 | 53469870 | 0 | 1584455.6 | 370956787.9 | 304549525 | 162758173.3 | 51597736 | 50457348 | 0.0359 | 0.0539 | 0.15 | 72909.96 | 73379.3 | 0.77 | 0.71 | 88.3 | 2 | 0.22 | 11.2 | 452.9 | 0.06 | 88.4 | 24.8 | 113.1 | 116.7 | 2.9 | 0.33 | 14.9 | 591.6 | 0.08 | 116.9 | 32.5 | 149.4 | 246 | 10.6 | 1.38 | 23.8 | 1097 | 0.11 | 246.7 | 56.5 | 303.2 | 351.5 | 16.8 | 2.26 | 32.9 | 1494 | 0.18 | 352.6 | 77.5 | 430.1 | 32380299 | 731.7 | 79.8 | 4131204.1 | 166280.4 | 20.4 | 32423880.9 | 9091939.3 | 41515820.1 | 0 | 17.61 | 12.76 | 0 | 30.37 | 20.8 | 16.06 | 0 | 36.87 | 369867460 | 208198610 | 45495710 | 3253302.8 | 0 | 0 | 1368786.4 | 0 | 0 | 13906299 | 83874024 | 0 | 602483 | 0 | 222336.6 | 26852204 | 0 | 0 | 0 | 194292320 | 0 | 0 | 23032.6 | 760.3 | 0 | 5585 | 0 | 0 | 12044.1 | 32482.2 | 0 | 5912.2 | 0 | 57.5 | 3666 | 0 | 0 | 0 | 91926 | 0 | 0 | 130379.7 | 0 | 0 | 0 | 0 | 0 | 0 | 0
FL | 2045 | 337651800 | 71493970 | 0 | 1312429.1 | 410458205.8 | 325517244.2 | 183018992.8 | 45477756 | 35863492 | 0.0359 | 0.0539 | 0.15 | 78920.86 | 79512 | 0.79 | 0.74 | 78.1 | 1.7 | 0.18 | 9.9 | 404 | 0.05 | 78.2 | 22 | 100.2 | 104.2 | 2.4 | 0.26 | 13.3 | 534.7 | 0.07 | 104.3 | 29.3 | 133.6 | 277.8 | 11.7 | 1.52 | 27.1 | 1248 | 0.13 | 278.5 | 64.3 | 342.9 | 312.7 | 13.2 | 1.74 | 30.9 | 1389.5 | 0.16 | 313.6 | 72.4 | 385.9 | 31052386.3 | 658.7 | 69.9 | 3956092.2 | 160777.7 | 19.5 | 31091090.1 | 8752593.3 | 39843683.5 | 0 | 15.71 | 13.45 | 0 | 29.16 | 19.17 | 17.55 | 0 | 36.72 | 400904350 | 227439200 | 60756268 | 2575368.2 | 0 | 0 | 876720.5 | 0 | 0 | 13040659 | 81891656 | 0 | 529765.8 | 0 | 221678.3 | 26613694 | 0 | 0 | 0 | 214398560 | 0 | 0 | 29514.9 | 685.4 | 0 | 4993 | 0 | 0 | 12486.7 | 31915.1 | 0 | 5912.2 | 0 | 57.5 | 3666 | 0 | 0 | 0 | 108715.9 | 0 | 0 | 174757.8 | 0 | 0 | 0 | 0 | 0 | 0 | 0
FL | 2050 | 357943170 | 68726420 | 0 | 1256503.1 | 427926078.5 | 345079373 | 202354070.9 | 45346320 | 31223994 | 0.0359 | 0.0539 | 0.15 | 82331.47 | 84776.4 | 0.76 | 0.71 | 92.6 | 2 | 0.22 | 11.5 | 477 | 0.05 | 92.7 | 25.8 | 118.5 | 117.5 | 2.6 | 0.28 | 14.8 | 605.3 | 0.07 | 117.7 | 32.9 | 150.6 | 288.6 | 11.5 | 1.49 | 28.7 | 1315.8 | 0.13 | 289.3 | 68 | 357.3 | 319.5 | 12.4 | 1.59 | 32.5 | 1461.3 | 0.16 | 320.3 | 76.1 | 396.5 | 38009729.9 | 825.5 | 88.5 | 4745096.7 | 196025.1 | 22.6 | 38058492.7 | 10592799.9 | 48651292.6 | 0 | 16.43 | 14.35 | 0 | 30.78 | 19.85 | 18.41 | 0 | 38.25 | 413861950 | 225572000 | 58440576 | 2559045.2 | 0 | 0 | 1245260.6 | 0 | 0 | 14097426 | 98341740 | 0 | 910027.2 | 0 | 221651.4 | 26571642 | 0 | 0 | 0 | 211474580 | 0 | 0 | 30079.6 | 685.4 | 0 | 4225 | 0 | 0 | 13476.3 | 30189.5 | 0 | 8728.9 | 0 | 57.5 | 3666 | 0 | 0 | 0 | 108742.5 | 0 | 0 | 164063.2 | 0 | 0 | 0 | 0 | 0 | 0 | 0
GA | 2024 | 152256940 | 2431 | 2242758 | 1333986.1 | 155836115.3 | 146782784.3 | 148248556 | 60218696 | 23211710 | 0.0359 | 0.054 | 0.15 | 9872.36 | 35793.3 | 0.55 | 0.5 | 250 | 16.3 | 2.26 | 23.3 | 949.8 | 0.2 | 251.1 | 51.6 | 302.7 | 289.5 | 18.8 | 2.61 | 25.9 | 1098.9 | 0.22 | 290.7 | 58.7 | 349.5 | 311.3 | 19.6 | 2.75 | 24.8 | 1156.8 | 0.17 | 312.6 | 59.3 | 371.9 | 736.4 | 54.4 | 7.79 | 52.1 | 2430.4 | 0.44 | 740.2 | 124.7 | 864.9 | 29458240.1 | 1919.7 | 266.2 | 2745342.3 | 112000.3 | 24.1 | 29588109.4 | 6089520.8 | 35677630.1 | 0 | 32.49 | 2.19 | 0 | 34.68 | 34.49 | 2.41 | 0 | 36.91 | 118548504 | 7587559 | 2088.2 | 1991651.8 | 0 | 0 | 13761973 | 0 | 0 | 123485.6 | 39119670 | 0 | 537384.3 | 0 | 3488212.5 | 50221936 | 5672.3 | 1832352.4 | 0 | 7464073.5 | 0 | 0 | 2.7 | 288.7 | 0 | 8416 | 0 | 0 | 84.6 | 7998.3 | 0 | 7721.8 | 0 | 1983.1 | 6289 | 830.2 | 1897.4 | 0 | 3396.7 | 0 | 0 | 5.4 | 18974 | 0 | 0 | 0 | 0 | 0 | 0
GA | 2026 | 155578930 | 20977.2 | 2648586.2 | 1448278.6 | 159696767.3 | 149985359 | 140112676.1 | 59094356 | 27421068 | 0.0359 | 0.054 | 0.15 | 40362.17 | 36601.3 | 0.61 | 0.57 | 220.3 | 14.5 | 2.01 | 20.6 | 832.9 | 0.18 | 221.2 | 45.4 | 266.7 | 244.8 | 15.9 | 2.2 | 22.2 | 930.7 | 0.19 | 245.9 | 50 | 295.9 | 242.6 | 12.9 | 1.77 | 21.4 | 980.8 | 0.13 | 243.4 | 50.7 | 294.1 | 700.1 | 51.3 | 7.31 | 49.4 | 2364.8 | 0.39 | 703.6 | 119.9 | 823.6 | 27938447 | 1836.8 | 254.9 | 2611238.1 | 105766.6 | 23.3 | 28062772.2 | 5769439.7 | 33832211.9 | 0 | 30.31 | 8.5 | 0 | 38.81 | 32.23 | 9.37 | 0 | 41.6 | 127785880 | 19584092 | 17802.2 | 1990504.4 | 0 | 0 | 13267157 | 0 | 0 | 169086.5 | 36718676 | 0 | 456956.8 | 0 | 3494360 | 50121572 | 4506.6 | 2130256 | 0 | 19415004 | 0 | 0 | 13.7 | 288.7 | 0 | 8416 | 0 | 0 | 115.8 | 7998.3 | 0 | 7643.8 | 0 | 1983.1 | 6289 | 830.2 | 1897.4 | 0 | 8583.3 | 0 | 0 | 49.5 | 18974 | 0 | 0 | 0 | 0 | 0 | 0
GA | 2028 | 159790720 | 40687.5 | 3757729.2 | 1836080.9 | 165425215.4 | 154045779.1 | 145970177 | 79494984 | 31801812 | 0.0359 | 0.054 | 0.15 | 51615.6 | 37647.7 | 0.66 | 0.64 | 170.5 | 9 | 1.22 | 19.1 | 716.9 | 0.17 | 171.1 | 40.5 | 211.6 | 187.9 | 10.1 | 1.37 | 19.8 | 782 | 0.16 | 188.6 | 43.1 | 231.7 | 194.1 | 5.1 | 0.59 | 21.7 | 967.1 | 0.09 | 194.4 | 50.6 | 245 | 588.2 | 38.8 | 5.47 | 46 | 2125.4 | 0.34 | 590.8 | 109.4 | 700.2 | 19860047.6 | 1049.7 | 141.7 | 2227695.7 | 83611.4 | 19.3 | 19930014.2 | 4724578.2 | 24654592.3 | 0 | 26.25 | 10.52 | 0 | 36.77 | 28.07 | 11.68 | 0 | 39.75 | 117434640 | 19455038 | 34950.4 | 1946866.4 | 0 | 0 | 6850555 | 0 | 0 | 234772.8 | 33015820 | 0 | 416911.4 | 0 | 3541747.2 | 49113164 | 3372.5 | 3056207 | 0 | 19220266 | 0 | 0 | 21.3 | 288.7 | 0 | 8416 | 0 | 0 | 160.7 | 7998.3 | 0 | 7643.8 | 0 | 2017.1 | 6289 | 830.2 | 1897.4 | 0 | 8615.4 | 0 | 0 | 94.9 | 18974 | 0 | 0 | 0 | 0 | 0 | 0
GA | 2030 | 164782980 | 99051.5 | 4142918.5 | 2047153.5 | 171072105 | 158858636.5 | 151638191.9 | 92456696 | 33085380 | 0.0359 | 0.054 | 0.15 | 54678.2 | 38973 | 0.69 | 0.69 | 151.1 | 7.7 | 1.03 | 17.8 | 646.4 | 0.16 | 151.6 | 37.1 | 188.7 | 161.4 | 8.6 | 1.17 | 17.5 | 675.5 | 0.15 | 162 | 37.7 | 199.7 | 255.5 | 7.8 | 0.95 | 27.5 | 1239.1 | 0.12 | 256 | 64.5 | 320.5 | 542.4 | 36 | 5.04 | 42 | 1983.5 | 0.3 | 544.9 | 101.2 | 646.1 | 16671208.1 | 846 | 113.5 | 1968119.7 | 71454.9 | 17.5 | 16727409.9 | 4102261.4 | 20829671.3 | 0 | 24.95 | 11.21 | 0 | 36.16 | 26.75 | 12.48 | 0 | 39.23 | 111344370 | 19433914 | 84006.9 | 1870210.8 | 0 | 0 | 5439701.5 | 0 | 0 | 328525 | 28821860 | 0 | 391380.5 | 0 | 3529761.5 | 48408650 | 2779.8 | 3362107.5 | 0 | 19105388 | 0 | 0 | 55 | 288.7 | 0 | 8416 | 0 | 0 | 224.6 | 7998.3 | 0 | 7639.8 | 0 | 2017.1 | 6289 | 790.3 | 1897.4 | 0 | 8678.8 | 0 | 0 | 229.6 | 18974 | 0 | 0 | 0 | 0 | 0 | 0
GA | 2035 | 178240340 | 6208418.5 | 4113475.2 | 2008140.1 | 190570361.8 | 171832401.4 | 157697617.7 | 97786830 | 29830406 | 0.0359 | 0.0539 | 0.15 | 83748.53 | 42932.5 | 0.77 | 0.77 | 103.8 | 4.4 | 0.58 | 13.9 | 473 | 0.13 | 104.1 | 28 | 132.1 | 114.8 | 5.8 | 0.77 | 13.7 | 494.2 | 0.12 | 115.2 | 28.4 | 143.6 | 334.4 | 14.8 | 1.94 | 31.9 | 1479.5 | 0.15 | 335.3 | 76 | 411.4 | 482.3 | 31 | 4.34 | 38.3 | 1791.8 | 0.27 | 484.4 | 91.7 | 576.1 | 12530897.8 | 531.2 | 69.2 | 1682600.3 | 57279.1 | 15.4 | 12565607.8 | 3393726.2 | 15959334.1 | 0 | 22.08 | 16.8 | 0 | 38.88 | 24.11 | 19.28 | 0 | 43.39 | 122221650 | 32872742 | 5269495.5 | 1734129.4 | 0 | 0 | 3087584.8 | 0 | 0 | 662033.2 | 24408472 | 0 | 402373.5 | 0 | 3548506.5 | 47570120 | 3382.8 | 3324832 | 0 | 32210710 | 0 | 0 | 2318.6 | 288.7 | 0 | 8416 | 0 | 0 | 452 | 7998.3 | 0 | 7639.8 | 0 | 2055.1 | 6289 | 790 | 1897.4 | 0 | 14269.8 | 0 | 0 | 16103.3 | 18974 | 0 | 0 | 0 | 0 | 0 | 0
GA | 2040 | 193386320 | 15104934 | 4083260 | 2092617.3 | 214667136.7 | 186434097.8 | 161946120.7 | 102421730 | 32742780 | 0.0359 | 0.0539 | 0.15 | 84256.89 | 47680.8 | 0.84 | 0.81 | 67.4 | 2.1 | 0.26 | 10.4 | 332.2 | 0.1 | 67.5 | 20.3 | 87.8 | 89.3 | 4 | 0.52 | 11.6 | 401.2 | 0.11 | 89.5 | 23.6 | 113.1 | 373.6 | 20 | 2.71 | 32.5 | 1542.6 | 0.17 | 374.9 | 78.5 | 453.4 | 432.3 | 25.1 | 3.46 | 36.7 | 1701.4 | 0.23 | 434 | 87.5 | 521.5 | 9583346.8 | 297.8 | 36.2 | 1493028.9 | 47492.6 | 14 | 9602091.2 | 2912129 | 12514220.2 | 0 | 20.19 | 16.39 | 0 | 36.58 | 22.54 | 19.53 | 0 | 42.07 | 144574400 | 52721016 | 12859616 | 1664959 | 0 | 0 | 1296820 | 0 | 0 | 1171098.9 | 21682986 | 0 | 379956 | 0 | 3527203.5 | 47161384 | 3141.5 | 3277313.8 | 0 | 51549916 | 0 | 0 | 5414 | 288.7 | 0 | 8416 | 0 | 0 | 804.1 | 7998.3 | 0 | 7639.8 | 0 | 2055.1 | 6289 | 789.8 | 1897.4 | 0 | 22437.4 | 0 | 0 | 38928.1 | 18974 | 0 | 0 | 0 | 0 | 0 | 0
GA | 2045 | 206852540 | 29669024 | 4524593.5 | 1853655.6 | 242899815.4 | 199416323.1 | 155433152.1 | 86415500 | 34660028 | 0.0359 | 0.0539 | 0.15 | 83407.09 | 51624.7 | 0.88 | 0.84 | 48.4 | 1.2 | 0.14 | 7.8 | 249.3 | 0.07 | 48.4 | 15.3 | 63.7 | 74.8 | 2.9 | 0.37 | 10.1 | 350.8 | 0.09 | 74.9 | 20.6 | 95.5 | 334.8 | 19.2 | 2.62 | 28.1 | 1342.4 | 0.16 | 336.1 | 68.2 | 404.2 | 371.9 | 19.4 | 2.63 | 33.7 | 1534.1 | 0.2 | 373.2 | 79.5 | 452.7 | 9043041.5 | 216.8 | 24.2 | 1475918.9 | 46878 | 13.4 | 9056107.6 | 2876544.7 | 11932652.3 | 0 | 17.23 | 15.21 | 0 | 32.45 | 20.15 | 19.17 | 0 | 39.32 | 190842030 | 87466664 | 25242202 | 1517303.5 | 0 | 0 | 573789.5 | 0 | 0 | 1821458.4 | 22517558 | 0 | 169873 | 0 | 3499625.5 | 46258896 | 984.8 | 3595134 | 0 | 85645210 | 0 | 0 | 11808.6 | 288.7 | 0 | 8391.6 | 0 | 0 | 1367.7 | 7998.3 | 0 | 7639.8 | 0 | 2055.1 | 6289 | 788.6 | 1897.4 | 0 | 37238.7 | 0 | 0 | 73994.9 | 18974 | 0 | 0 | 0 | 0 | 0 | 0
GA | 2050 | 219575460 | 43776520 | 4871027.5 | 1790491.2 | 270013473.5 | 211681851.9 | 147014983.1 | 72208710 | 44805296 | 0.0359 | 0.0539 | 0.15 | 85134.66 | 55073.9 | 0.89 | 0.84 | 43.7 | 0.9 | 0.09 | 6.9 | 230.7 | 0.06 | 43.7 | 13.8 | 57.6 | 69.1 | 2.1 | 0.25 | 9.7 | 342.1 | 0.08 | 69.2 | 19.9 | 89.1 | 304.7 | 16.8 | 2.28 | 26.3 | 1243.6 | 0.15 | 305.8 | 63.4 | 369.3 | 364.6 | 17.1 | 2.28 | 34.7 | 1570.6 | 0.19 | 365.7 | 81.5 | 447.2 | 10472938.7 | 212.4 | 22.1 | 1667682.2 | 55337 | 13.9 | 10485291 | 3320521.7 | 13805812.7 | 0 | 16.61 | 14.73 | 0 | 31.34 | 20.24 | 19.45 | 0 | 39.69 | 242324690 | 122998490 | 37216010 | 1463558.9 | 0 | 0 | 164478.7 | 0 | 0 | 2678270.5 | 27003286 | 0 | 219376.9 | 0 | 3486943.2 | 45809148 | 12.8 | 3963375.2 | 0 | 120320216 | 0 | 0 | 18070.2 | 288.7 | 0 | 4991 | 0 | 0 | 2232 | 7998.3 | 0 | 9386 | 0 | 2055.1 | 6289 | 0.6 | 1897.4 | 0 | 54153.6 | 0 | 0 | 105994.6 | 18974 | 0 | 0 | 0 | 0 | 0 | 0
IA | 2024 | 50589820 | 2491.8 | 0 | 1172794.9 | 51765106.1 | 48770941.8 | 8524997 | 75812840 | 102469016 | 0.0359 | 0.054 | 0.183 | 16503.44 | 11513 | 0.57 | 0.59 | 385.6 | 40.8 | 5.9 | 15.3 | 950 | 0.19 | 388.5 | 43.7 | 432.1 | 388.1 | 41.1 | 5.95 | 15.4 | 953.7 | 0.2 | 390.9 | 43.9 | 434.8 | 247.5 | 20.6 | 2.95 | 15 | 774.4 | 0.13 | 248.9 | 38.1 | 287 | 791.2 | 67.6 | 9.78 | 47.8 | 2323.2 | 0.48 | 795.8 | 117.1 | 913 | 30061441.5 | 3176.7 | 460.1 | 1193474.6 | 74059.5 | 15.1 | 30281719.3 | 3404568.6 | 33686287.8 | 0 | 27.67 | 3.59 | 0 | 31.26 | 29.38 | 3.92 | 0 | 33.3 | 78467340 | 43240108 | 2122.4 | 72558.7 | 0 | 0 | 26221872 | 0 | 0 | 163475.5 | 7178947 | 0 | 74744 | 0 | 1398507 | 0 | 278485.5 | 0 | 0 | 519598.2 | 42557036 | 0 | 3.6 | 16.2 | 0 | 4573.3 | 0 | 0 | 112 | 1748.2 | 0 | 1045.6 | 0 | 207.5 | 0 | 960.1 | 0 | 0 | 239.4 | 0 | 12131.7 | 7.2 | 0 | 0 | 0 | 0.01 | 0 | 0 | 0
IA | 2026 | 51551344 | 113382 | 0 | 1388643.5 | 53053369.1 | 49697900.4 | 1641829.9 | 92835320 | 120588660 | 0.0359 | 0.054 | 0.183 | 46866.78 | 11750.6 | 0.66 | 0.7 | 304.7 | 32 | 4.63 | 12.3 | 757.4 | 0.15 | 306.9 | 34.9 | 341.8 | 280.3 | 29.6 | 4.28 | 11.3 | 692.9 | 0.14 | 282.3 | 32 | 314.3 | 144.2 | 10.4 | 1.46 | 10.3 | 502.7 | 0.08 | 144.9 | 25.3 | 170.2 | 692.4 | 58.9 | 8.49 | 41.7 | 2072.2 | 0.4 | 696.5 | 103.6 | 800.1 | 24440065.8 | 2565.2 | 371.4 | 986446.5 | 60757.7 | 12.3 | 24617895.3 | 2800374.8 | 27418270 | 0 | 23.9 | 10.03 | 0 | 33.94 | 25.44 | 10.95 | 0 | 36.39 | 80856420 | 51411540 | 97456.2 | 66415.6 | 0 | 0 | 21191318 | 0 | 0 | 208339.1 | 6405407 | 0 | 46095.4 | 0 | 1404755.9 | 0 | 233428 | 0 | 0 | 7637742.5 | 43565456 | 0 | 77 | 16.2 | 0 | 4573.3 | 0 | 0 | 143.2 | 1748.2 | 0 | 964.4 | 0 | 219.5 | 0 | 951.2 | 0 | 0 | 3355.4 | 0 | 12439.5 | 300.7 | 0 | 0 | 0 | 0.01 | 0 | 0 | 0
IA | 2028 | 52725452 | 2585917.2 | 0 | 1402083.6 | 56713453.3 | 50829806.1 | -25686447 | 83633250 | 130002264 | 0.0359 | 0.054 | 0.183 | 59037.32 | 12358.7 | 0.83 | 0.82 | 147 | 15.4 | 2.23 | 6 | 366.7 | 0.07 | 148 | 16.9 | 164.9 | 162.1 | 17.1 | 2.47 | 6.6 | 402.9 | 0.08 | 163.3 | 18.6 | 181.9 | 85.6 | 3.2 | 0.41 | 8.8 | 392.1 | 0.04 | 85.8 | 20.5 | 106.3 | 511.1 | 42.1 | 6.04 | 32.4 | 1583.5 | 0.3 | 514 | 79.7 | 593.7 | 14975162.4 | 1568.3 | 227 | 607394.9 | 37375 | 7.5 | 15083865.6 | 1723216.1 | 16807081.6 | 0 | 16.86 | 11.83 | 0 | 28.69 | 18.39 | 13.43 | 0 | 31.81 | 103215890 | 82399900 | 2208612.5 | 52106.1 | 0 | 0 | 13083545 | 0 | 0 | 283409.4 | 4126521.5 | 0 | 14635.9 | 0 | 1206162 | 0 | 124400.8 | 0 | 0 | 7405606.5 | 74710890 | 0 | 1755.1 | 16.2 | 0 | 4573.3 | 0 | 0 | 196.8 | 1719 | 0 | 929.7 | 0 | 219.5 | 0 | 926.6 | 0 | 0 | 3419.7 | 0 | 20419.1 | 6996.6 | 0 | 0 | 0 | 0.01 | 0 | 0 | 0
IA | 2030 | 54047636 | 5192720.5 | 0 | 1525895.3 | 60766253.4 | 52104469.3 | -38646353.1 | 84867820 | 141640160 | 0.0359 | 0.054 | 0.183 | 66492.27 | 12770.2 | 0.89 | 0.88 | 97.5 | 10.4 | 1.51 | 3.8 | 237.4 | 0.05 | 98.3 | 10.8 | 109.1 | 109 | 11.7 | 1.7 | 4.2 | 264 | 0.06 | 109.9 | 12.1 | 121.9 | 103.8 | 5 | 0.68 | 9.6 | 437.9 | 0.05 | 104.1 | 22.7 | 126.8 | 444.7 | 37.5 | 5.37 | 27.2 | 1372.2 | 0.25 | 447.3 | 68.2 | 515.5 | 11298367 | 1206.7 | 174.8 | 436182.8 | 27530.9 | 5.6 | 11382045.6 | 1258137.3 | 12640182.9 | 0 | 14.21 | 12.33 | 0 | 26.54 | 15.89 | 14.55 | 0 | 30.45 | 117701740 | 99412610 | 4402349.5 | 45791 | 0 | 0 | 10159719 | 0 | 0 | 405510.5 | 2527608.2 | 0 | 5194.4 | 0 | 1095493.8 | 0 | 52991.3 | 0 | 0 | 13189005 | 85818090 | 0 | 3507.1 | 16.2 | 0 | 4573.3 | 0 | 0 | 285.9 | 1691.6 | 0 | 622.7 | 0 | 219.5 | 0 | 777.1 | 0 | 0 | 6284.3 | 0 | 24619 | 14004.7 | 0 | 0 | 0 | 0.01 | 0 | 0 | 0
IA | 2035 | 57395980 | 7308910.5 | 0 | 1484050 | 66188945.6 | 55332479.4 | -39530476.4 | 80660150 | 138926910 | 0.0359 | 0.054 | 0.183 | 86347.39 | 13852.8 | 0.91 | 0.9 | 85.4 | 9.3 | 1.34 | 3.2 | 203.7 | 0.04 | 86 | 9.2 | 95.3 | 94.8 | 10.3 | 1.49 | 3.5 | 225.9 | 0.05 | 95.6 | 10.3 | 105.8 | 135 | 7.7 | 1.05 | 11.5 | 538.1 | 0.07 | 135.6 | 27.5 | 163.1 | 422 | 35.4 | 5.08 | 26 | 1299.1 | 0.24 | 424.4 | 64.8 | 489.3 | 10454975.1 | 1134.3 | 164.4 | 387199 | 24958.3 | 5.2 | 10533663.1 | 1132370.6 | 11666033.8 | 0 | 13.07 | 15.55 | 0 | 28.62 | 14.76 | 18.89 | 0 | 33.65 | 124619920 | 105719420 | 6242489.5 | 45006.2 | 0 | 0 | 9603939 | 0 | 0 | 777404.8 | 1929167.2 | 0 | 2690.5 | 0 | 1051714.1 | 0 | 25490.2 | 0 | 0 | 19517860 | 85424160 | 0 | 4664.9 | 16.2 | 0 | 4548.2 | 0 | 0 | 562.9 | 1691.6 | 0 | 488.4 | 0 | 219.5 | 0 | 713.7 | 0 | 0 | 9330.8 | 0 | 25038.3 | 20521.7 | 0 | 0 | 0 | 0.01 | 0 | 0 | 0
IA | 2040 | 61229704 | 9384814 | 0 | 1623904.9 | 72238418.9 | 59028398.5 | -33422264.7 | 94205270 | 145238940 | 0.0359 | 0.054 | 0.183 | 84840.63 | 15017.7 | 0.93 | 0.93 | 65.3 | 7.1 | 1.03 | 2.4 | 155 | 0.03 | 65.8 | 7 | 72.8 | 65.1 | 7.1 | 1.03 | 2.4 | 154.5 | 0.03 | 65.6 | 7 | 72.6 | 156.4 | 9.3 | 1.29 | 13.7 | 614.7 | 0.1 | 157 | 32.1 | 189.1 | 366.8 | 29.6 | 4.23 | 23.6 | 1177.4 | 0.2 | 368.8 | 58.8 | 427.6 | 7879877.6 | 858 | 124.4 | 289168.2 | 18719.2 | 3.9 | 7939405 | 848066.4 | 8787471.4 | 0 | 11.25 | 15.05 | 0 | 26.3 | 12.84 | 18.66 | 0 | 31.5 | 123421976 | 105660680 | 8051477 | 41197.3 | 0 | 0 | 7310103 | 0 | 0 | 1142986.2 | 1362861.2 | 0 | 2202.9 | 0 | 977469.6 | 0 | 15982.3 | 0 | 0 | 19504644 | 85013060 | 0 | 5452 | 16.2 | 0 | 4548.2 | 0 | 0 | 848.5 | 1691.6 | 0 | 479.7 | 0 | 219.5 | 0 | 698.2 | 0 | 0 | 10066.4 | 0 | 25295.6 | 24799.2 | 0 | 0 | 0 | 0.01 | 0 | 0 | 0
IA | 2045 | 64713350 | 8794313 | 0 | 1706587 | 75214247.9 | 62386804.4 | -37169738 | 97213260 | 150679730 | 0.0359 | 0.054 | 0.183 | 86364.56 | 15993.5 | 0.94 | 0.94 | 55.6 | 5.9 | 0.86 | 2.2 | 136.2 | 0.03 | 56 | 6.2 | 62.2 | 53.8 | 5.7 | 0.83 | 2.1 | 132 | 0.03 | 54.2 | 6 | 60.2 | 159.3 | 8.3 | 1.11 | 15.3 | 667.7 | 0.1 | 159.8 | 35.2 | 195 | 341.1 | 25.9 | 3.67 | 23.5 | 1150.9 | 0.18 | 342.9 | 57.9 | 400.8 | 6991141.5 | 744.7 | 107.8 | 271271.6 | 17154.4 | 3.4 | 7042761.2 | 783410.6 | 7826171.8 | 0 | 10.78 | 15.65 | 0 | 26.43 | 12.26 | 19.13 | 0 | 31.39 | 128817240 | 112383980 | 7513309 | 39717.8 | 0 | 0 | 6279702 | 0 | 0 | 1502413 | 1660944.1 | 0 | 12866.6 | 0 | 926711.9 | 0 | 0 | 0 | 0 | 24108854 | 86772720 | 0 | 4777.8 | 16.2 | 0 | 3991 | 0 | 0 | 1154.6 | 1691.6 | 0 | 1356.5 | 0 | 219.5 | 0 | 438.3 | 0 | 0 | 12930.9 | 0 | 26116.6 | 22690.7 | 0 | 0 | 0 | 0 | 0 | 0 | 0
IA | 2050 | 67925784 | 10098692 | 0 | 1830172.1 | 79854648.8 | 65483713 | -32158837.6 | 107944536 | 156780560 | 0.0359 | 0.054 | 0.183 | 85281.6 | 16811.8 | 0.94 | 0.95 | 47.7 | 4.9 | 0.71 | 2 | 122.6 | 0.02 | 48 | 5.7 | 53.7 | 43.2 | 4.4 | 0.64 | 1.8 | 111.1 | 0.02 | 43.5 | 5.1 | 48.7 | 161.4 | 7.6 | 1.01 | 16.7 | 701.6 | 0.11 | 161.9 | 37.6 | 199.5 | 322.4 | 21.9 | 3.07 | 24.3 | 1168.5 | 0.17 | 323.9 | 59.2 | 383.1 | 5998356.2 | 616.2 | 89 | 253499.8 | 15439.3 | 2.9 | 6041007.6 | 714391.6 | 6755399.1 | 0 | 10.54 | 15.29 | 0 | 25.82 | 12.12 | 18.87 | 0 | 30.99 | 128780330 | 112013490 | 8610481 | 37913.8 | 0 | 0 | 5140604.5 | 0 | 0 | 1720379.4 | 2066320.6 | 0 | 4913.3 | 0 | 906610.8 | 0 | 0 | 0 | 0 | 28408188 | 81884920 | 0 | 5795.9 | 16.2 | 0 | 3395.9 | 0 | 0 | 1360.2 | 1691.6 | 0 | 1295 | 0 | 219.5 | 0 | 275.6 | 0 | 0 | 15618.8 | 0 | 23666.8 | 24879.7 | 0 | 0 | 0 | 0 | 0 | 0 | 0
ID | 2024 | 27967546 | 0 | 0 | 777313.7 | 28744858.2 | 26962088.3 | 25553412.2 | 34077976 | 23304760 | 0.0359 | 0.054 | 0.1435 | 57734.96 | 5950.1 | 0.86 | 0.75 | 52.2 | 1 | 0.1 | 6.8 | 273.7 | 0.03 | 52.2 | 15 | 67.2 | 214.2 | 21.2 | 3.05 | 10.2 | 577.8 | 0.11 | 215.6 | 27.4 | 243 | 295.4 | 8.6 | 1.03 | 32.2 | 1448 | 0.13 | 296 | 75.3 | 371.3 | 734 | 60.7 | 8.64 | 44.9 | 2331.5 | 0.37 | 738.2 | 114.5 | 852.6 | 927532.1 | 17.5 | 1.7 | 120973.8 | 4863.6 | 0.5 | 928530.4 | 266034 | 1194564.5 | 0 | 28.43 | 11.31 | 0 | 39.74 | 30.08 | 12.26 | 0 | 42.34 | 17910794 | 3191446 | 0 | 292541.6 | 0 | 0 | 0 | 0 | 0 | 321849.8 | 2574825.5 | 0 | 307.1 | 89362.5 | 11762283 | 0 | 26.8 | 0 | 0 | 507448.4 | 2362147.8 | 0 | 0 | 42.7 | 0 | 0 | 0 | 0 | 210.9 | 547.7 | 0 | 547.4 | 12 | 2773.8 | 0 | 5.4 | 0 | 0 | 240 | 0 | 915.8 | 0 | 0 | 0 | 0 | 0 | 0 | 0 | 0
ID | 2026 | 28688244 | 0 | 0 | 992137.5 | 29680381.6 | 27656877.7 | 26325329.7 | 44505656 | 32986060 | 0.0359 | 0.054 | 0.1435 | 66832.33 | 6146.6 | 0.87 | 0.77 | 46.1 | 0.9 | 0.09 | 6.1 | 241.9 | 0.02 | 46.2 | 13.3 | 59.5 | 194.9 | 19.5 | 2.81 | 9 | 518.3 | 0.1 | 196.2 | 24.5 | 220.7 | 215.9 | 7.7 | 0.97 | 22.2 | 1014.1 | 0.1 | 216.4 | 52.5 | 268.9 | 633.6 | 47.7 | 6.74 | 43.1 | 2161.8 | 0.32 | 636.9 | 107.6 | 744.5 | 827420.9 | 15.6 | 1.6 | 108924.1 | 4339.9 | 0.4 | 828311.5 | 238365.4 | 1066676.9 | 0 | 26.76 | 12.97 | 0 | 39.72 | 28.33 | 14.2 | 0 | 42.54 | 18096594 | 3355051.8 | 0 | 284941.2 | 0 | 0 | 0 | 0 | 0 | 505273 | 2287954.2 | 0 | 133.3 | 89362.5 | 12079133 | 0 | 17.4 | 0 | 0 | 500369 | 2349409.8 | 0 | 0 | 42.7 | 0 | 0 | 0 | 0 | 334.2 | 547.7 | 0 | 547.4 | 12 | 2857.8 | 0 | 5.4 | 0 | 0 | 240 | 0 | 915.8 | 0 | 0 | 0 | 0 | 0 | 0 | 0 | 0
ID | 2028 | 29544884 | 232.5 | 0 | 1342736.4 | 30887851.4 | 28482720.6 | 27338311.9 | 60084830 | 46533850 | 0.0359 | 0.054 | 0.1435 | 62149.98 | 6397.7 | 0.91 | 0.82 | 32.6 | 0.6 | 0.06 | 4.2 | 170.8 | 0.02 | 32.6 | 9.3 | 41.9 | 161.8 | 16.9 | 2.44 | 6.8 | 409.1 | 0.08 | 163 | 19 | 182 | 151.3 | 6.6 | 0.86 | 14.5 | 672.5 | 0.07 | 151.7 | 34.6 | 186.3 | 553.4 | 41.5 | 5.87 | 38.1 | 1890.8 | 0.28 | 556.2 | 94.5 | 650.8 | 557533.1 | 10.5 | 1.1 | 71888 | 2922.5 | 0.3 | 558133.2 | 159053.7 | 717186.9 | 0 | 22.84 | 12.02 | 0 | 34.86 | 24.21 | 13.26 | 0 | 37.47 | 17257892 | 3549539.5 | 195.3 | 185856.6 | 0 | 0 | 0 | 0 | 0 | 719411.1 | 1550437.8 | 0 | 0 | 89362.5 | 11882500 | 0 | 0 | 0 | 0 | 493388.3 | 2336740.2 | 0 | 0.2 | 31.1 | 0 | 0 | 0 | 0 | 480.4 | 547.7 | 0 | 547.4 | 12 | 2870.8 | 0 | 5.4 | 0 | 0 | 240 | 0 | 915.8 | 0.8 | 0 | 0 | 0 | 0 | 0 | 0 | 0
ID | 2030 | 30533236 | 257.4 | 0 | 1623458 | 32156948.7 | 29435542.5 | 28385682.7 | 74091690 | 58897110 | 0.0359 | 0.054 | 0.1435 | 64787.21 | 6703.3 | 0.93 | 0.87 | 26 | 0.5 | 0.05 | 3.4 | 136.6 | 0.01 | 26.1 | 7.5 | 33.5 | 125.1 | 13.2 | 1.91 | 5.1 | 311.2 | 0.06 | 126 | 14.4 | 140.4 | 125.1 | 4.3 | 0.54 | 13.1 | 592.5 | 0.06 | 125.3 | 30.8 | 156.1 | 461.7 | 34.3 | 4.82 | 32.6 | 1599.5 | 0.24 | 464 | 80.4 | 544.4 | 434562.8 | 8.2 | 0.8 | 56745.1 | 2278.8 | 0.2 | 435030.5 | 124711.7 | 559742.2 | 0 | 21.33 | 12.56 | 0 | 33.89 | 22.68 | 13.93 | 0 | 36.61 | 16878020 | 3771266 | 213.9 | 169306.2 | 0 | 0 | 0 | 0 | 0 | 960622.2 | 1186733.9 | 0 | 0 | 89362.5 | 11661138 | 0 | 0 | 0 | 0 | 486505.2 | 2324138.5 | 0 | 0.2 | 31.1 | 0 | 0 | 0 | 0 | 645.8 | 547.7 | 0 | 547.4 | 12 | 2870.8 | 0 | 0 | 0 | 0 | 240 | 0 | 915.8 | 0.8 | 0 | 0 | 0 | 0 | 0 | 0 | 0
ID | 2035 | 33298272 | 656.6 | 0 | 1878084.3 | 35177013.3 | 32101188.3 | 31297876.1 | 87708960 | 69304536 | 0.0359 | 0.054 | 0.1435 | 91965.28 | 7574.2 | 0.93 | 0.9 | 26.6 | 0.5 | 0.05 | 3.4 | 139.5 | 0.01 | 26.6 | 7.6 | 34.2 | 95.4 | 10 | 1.44 | 3.9 | 239.4 | 0.05 | 96.1 | 11.1 | 107.1 | 157.8 | 4.8 | 0.58 | 17.1 | 767.8 | 0.07 | 158.1 | 40 | 198.1 | 388.1 | 26.9 | 3.76 | 29.3 | 1405 | 0.2 | 390 | 71.2 | 461.2 | 435914.7 | 8.2 | 0.8 | 56467.9 | 2285.3 | 0.2 | 436383.8 | 124629.2 | 561013 | 0 | 19.08 | 18.11 | 0 | 37.19 | 20.26 | 20.24 | 0 | 40.5 | 16674022 | 3879137.2 | 559.6 | 154228 | 0 | 0 | 0 | 0 | 0 | 1116492.1 | 1145230.4 | 0 | 39104.3 | 89362.5 | 11366400 | 0 | 0 | 0 | 0 | 469713.9 | 2292931.2 | 0 | 0.6 | 31.1 | 0 | 0 | 0 | 0 | 768.5 | 547.7 | 0 | 2342.4 | 12 | 2872 | 0 | 0 | 0 | 0 | 240 | 0 | 915.8 | 2.4 | 0 | 0 | 0 | 0 | 0 | 0 | 0
ID | 2040 | 36643384 | 495.9 | 0 | 1881744.1 | 38525625 | 35326052.4 | 35525021.8 | 90464216 | 67890296 | 0.0359 | 0.054 | 0.1435 | 90468.29 | 8523.3 | 0.86 | 0.91 | 49.8 | 0.9 | 0.09 | 6.2 | 260.6 | 0.02 | 49.8 | 13.9 | 63.8 | 71.6 | 6.8 | 0.98 | 3.6 | 200.4 | 0.04 | 72 | 9.5 | 81.6 | 192.3 | 6.6 | 0.83 | 20.1 | 910.3 | 0.09 | 192.7 | 47.3 | 240 | 362.8 | 24.1 | 3.36 | 27.9 | 1344.8 | 0.18 | 364.4 | 68 | 432.5 | 775576.7 | 14.6 | 1.5 | 96113.6 | 4060.9 | 0.4 | 776411.4 | 217225 | 993636.4 | 0 | 17.19 | 18.12 | 0 | 35.31 | 18.19 | 20.22 | 0 | 38.41 | 15850627 | 3000603.2 | 413.2 | 140691.3 | 0 | 0 | 0 | 0 | 0 | 1091069.1 | 2132657 | 0 | 46571.6 | 89362.5 | 10440329 | 0 | 0 | 0 | 0 | 453502.7 | 1456031.4 | 0 | 0.7 | 31.1 | 0 | 0 | 0 | 0 | 777.3 | 913.7 | 0 | 3450.9 | 12 | 2873.3 | 0 | 0 | 0 | 0 | 240 | 0 | 563.6 | 2.6 | 0 | 0 | 0 | 0 | 0 | 0 | 0
ID | 2045 | 39933170 | 481.5 | 0 | 2051727.2 | 41985377.4 | 38497565.2 | 40472666.1 | 99265450 | 70902170 | 0.0359 | 0.0539 | 0.1435 | 89961.46 | 9406.2 | 0.86 | 0.94 | 53.4 | 1 | 0.1 | 6.6 | 279.6 | 0.02 | 53.5 | 15 | 68.4 | 48.5 | 4.4 | 0.64 | 2.6 | 141.9 | 0.02 | 48.8 | 6.8 | 55.6 | 189.3 | 7.1 | 0.91 | 19.3 | 877 | 0.09 | 189.8 | 45.4 | 235.2 | 306.7 | 19.6 | 2.71 | 24.7 | 1164.5 | 0.16 | 308.1 | 59.5 | 367.5 | 706716.2 | 13.3 | 1.3 | 87596.6 | 3700.3 | 0.3 | 707476.8 | 197955.6 | 905432.3 | 0 | 15.22 | 18.2 | 0 | 33.42 | 16.11 | 20.26 | 0 | 36.36 | 13490690 | 1512711.4 | 412.3 | 128939.4 | 0 | 0 | 0 | 0 | 0 | 1074860.5 | 1879720.8 | 0 | 72464.5 | 89362.5 | 9807078 | 0 | 0 | 0 | 0 | 437850.8 | 0 | 0 | 0.5 | 31.1 | 0 | 0 | 0 | 0 | 791.5 | 913.7 | 0 | 5153.2 | 12 | 2874.5 | 0 | 0 | 0 | 0 | 240 | 0 | 0 | 1.9 | 0 | 0 | 0 | 0 | 0 | 0 | 0
ID | 2050 | 43242196 | 120703.8 | 0 | 2105176.6 | 45468075.8 | 41687613.7 | 43739045.1 | 101788264 | 70892824 | 0.0359 | 0.054 | 0.1435 | 89775.01 | 10219.8 | 0.84 | 0.94 | 61.5 | 1.2 | 0.12 | 7.6 | 322.2 | 0.03 | 61.6 | 17.2 | 78.8 | 38 | 3 | 0.43 | 2.5 | 125.5 | 0.02 | 38.3 | 6.2 | 44.5 | 199.2 | 8.1 | 1.05 | 19.8 | 904.1 | 0.09 | 199.7 | 46.7 | 246.5 | 308.2 | 17.5 | 2.39 | 26.5 | 1240.4 | 0.16 | 309.4 | 63.5 | 372.9 | 872324.5 | 16.4 | 1.6 | 107272.7 | 4566.4 | 0.4 | 873263.4 | 243461.1 | 1116724.5 | 0 | 16.29 | 18.13 | 0 | 34.42 | 17.26 | 20.12 | 0 | 37.38 | 14423574 | 1729030.6 | 103306.5 | 131044.3 | 0 | 0 | 0 | 0 | 0 | 1092952.6 | 2170604.5 | 0 | 175872.4 | 89362.5 | 10024353 | 0 | 0 | 0 | 0 | 632688 | 3390 | 0 | 65.3 | 31.1 | 0 | 0 | 0 | 0 | 827.3 | 913.7 | 0 | 5707 | 12 | 2874.5 | 0 | 0 | 0 | 0 | 240 | 0 | 0.9 | 390.2 | 0 | 0 | 0 | 0 | 0 | 0 | 0
IL | 2024 | 151660080 | 112014.2 | 0 | 2141126.3 | 153913224.9 | 146208393.9 | 120735415.8 | 117136620 | 147799410 | 0.0359 | 0.0539 | 0.1586 | 19812.11 | 38122.1 | 0.68 | 0.65 | 199.9 | 15.5 | 2.2 | 17.5 | 681 | 0.2 | 201 | 37.8 | 238.8 | 248.8 | 20.9 | 2.98 | 18.5 | 791.8 | 0.21 | 250.2 | 42.1 | 292.4 | 369.4 | 26.1 | 3.67 | 26.5 | 1305.9 | 0.19 | 371.2 | 65.5 | 436.7 | 813.3 | 67.2 | 9.73 | 51.2 | 2447.7 | 0.5 | 817.9 | 124.3 | 942.3 | 36649278.6 | 2845.2 | 402.2 | 3208346.1 | 124940.2 | 36.4 | 36843878 | 6941505.2 | 43785383.2 | 0 | 30.56 | 4.71 | 0 | 35.27 | 32.41 | 5.17 | 0 | 37.57 | 184686110 | 33177812 | 97435 | 398558.7 | 0 | 0 | 22212044 | 0 | 0 | 610316.7 | 34168050 | 0 | 1799735.4 | 0 | 141606 | 92463944 | 226935.8 | 0 | 0 | 8549983 | 24017510 | 0 | 132.4 | 85.3 | 0 | 7650 | 0 | 0 | 426.8 | 5988 | 0 | 10332.7 | 0 | 43.3 | 11582.4 | 914.7 | 0 | 0 | 3811.3 | 0 | 7638.9 | 264.8 | 0 | 0 | 0 | 0.2 | 0 | 0.2 | 0
IL | 2026 | 154092640 | 517699.1 | 0 | 2305988.2 | 156916334.4 | 148553500.3 | 121564085.3 | 134464370 | 152879500 | 0.0359 | 0.0539 | 0.1586 | 50211.46 | 38852.4 | 0.73 | 0.7 | 149.6 | 10.1 | 1.41 | 15.8 | 561.5 | 0.18 | 150.3 | 32.6 | 182.9 | 202.3 | 16.2 | 2.3 | 16.4 | 671 | 0.18 | 203.4 | 36.5 | 239.9 | 310.2 | 17.1 | 2.34 | 26.6 | 1253.6 | 0.15 | 311.4 | 64 | 375.4 | 775.4 | 63.5 | 9.13 | 48.9 | 2393.9 | 0.45 | 779.8 | 120.4 | 900.2 | 26026256.4 | 1755.3 | 244.6 | 2756275.1 | 97778.5 | 31.1 | 26145350 | 5678553.9 | 31823903.9 | 0 | 28.97 | 11.75 | 0 | 40.72 | 30.74 | 12.89 | 0 | 43.63 | 175363120 | 35352250 | 439623.9 | 398090.5 | 0 | 0 | 13293049 | 0 | 0 | 1318507.9 | 32238928 | 0 | 1000642.2 | 0 | 141537.9 | 92365336 | 133657.5 | 0 | 0 | 9435142 | 24598600 | 0 | 540.4 | 85.3 | 0 | 6493 | 0 | 0 | 921.6 | 5988 | 0 | 10248.1 | 0 | 43.3 | 11582.4 | 914.7 | 0 | 0 | 4242.9 | 0 | 7823.9 | 1325.3 | 0 | 0 | 0 | 0.23 | 0 | 0.27 | 0
IL | 2028 | 157243340 | 2496693 | 0 | 3105966.3 | 162846002.6 | 151590933.8 | 57478463.7 | 164406160 | 226138110 | 0.0359 | 0.0539 | 0.159 | 61286.11 | 40425.2 | 0.87 | 0.81 | 58.9 | 2.6 | 0.35 | 9.1 | 267.6 | 0.11 | 59.1 | 17.1 | 76.2 | 114.6 | 8.3 | 1.16 | 11.4 | 412.7 | 0.13 | 115.2 | 23.7 | 138.9 | 237.1 | 5.8 | 0.65 | 26.9 | 1197 | 0.11 | 237.4 | 62.6 | 300 | 589.8 | 46.2 | 6.62 | 40 | 1895.1 | 0.36 | 593 | 96.6 | 689.6 | 13091169.9 | 581.9 | 76.7 | 2027988.2 | 59554.6 | 23.8 | 13129441.7 | 3809226.8 | 16938668.4 | 0 | 22.02 | 13.66 | 0 | 35.68 | 23.56 | 15.18 | 0 | 38.74 | 224639180 | 105367540 | 2134154.5 | 342375.8 | 0 | 0 | 3736444.8 | 0 | 0 | 2326447.2 | 24313186 | 0 | 687366.4 | 0 | 129446.8 | 87832070 | 96572.6 | 0 | 0 | 24035700 | 79005390 | 0 | 1967.9 | 85.3 | 0 | 4670 | 0 | 0 | 1628.7 | 5988 | 0 | 10243.8 | 0 | 43.3 | 11582.4 | 914.7 | 0 | 0 | 10479.2 | 0 | 22476.8 | 5770.7 | 0 | 0 | 0 | 0.29 | 0 | 0.33 | 0
IL | 2030 | 160860590 | 7208061.5 | 0 | 3723651.3 | 171792309 | 155078160.8 | 7821975.3 | 181558560 | 284831550 | 0.0359 | 0.0539 | 0.159 | 69753.89 | 41719.1 | 0.93 | 0.87 | 34 | 1.5 | 0.2 | 5.9 | 155.7 | 0.08 | 34.1 | 10.6 | 44.7 | 77.8 | 5.8 | 0.82 | 8.1 | 275.5 | 0.1 | 78.2 | 16.3 | 94.5 | 226.9 | 8.5 | 1.08 | 23 | 1051.3 | 0.1 | 227.4 | 54.4 | 281.8 | 496.2 | 39.1 | 5.57 | 33.2 | 1615.9 | 0.29 | 498.9 | 81.4 | 580.4 | 9239376 | 418.1 | 55.1 | 1618729.9 | 42396.8 | 21.2 | 9266884.6 | 2887946.2 | 12154830.8 | 0 | 18.44 | 14.36 | 0 | 32.81 | 20.02 | 16.39 | 0 | 36.41 | 275177180 | 163970340 | 6139821 | 295367.4 | 0 | 0 | 2769091.2 | 0 | 0 | 3685683.2 | 17434580 | 0 | 354447 | 0 | 111488.3 | 84080570 | 21481.5 | 0 | 0 | 36760504 | 123524140 | 0 | 5219.7 | 85.3 | 0 | 3132 | 0 | 0 | 2589.9 | 5797 | 0 | 10204.2 | 0 | 43.3 | 11582.4 | 516.2 | 0 | 0 | 16100.6 | 0 | 34457.6 | 18820.3 | 0 | 0 | 0 | 0.35 | 0 | 0.4 | 0
IL | 2035 | 170329980 | 9124739 | 0 | 3638767.2 | 183093493.2 | 164207180.9 | -12502176 | 165206560 | 286536640 | 0.0359 | 0.0539 | 0.1589 | 88645.75 | 45229.3 | 0.94 | 0.9 | 25.9 | 1.1 | 0.14 | 4.9 | 122.3 | 0.07 | 25.9 | 8.6 | 34.6 | 58.3 | 4.1 | 0.57 | 6.8 | 216.6 | 0.09 | 58.6 | 13.3 | 71.9 | 249.4 | 14 | 1.9 | 21.2 | 1009.6 | 0.12 | 250.3 | 51.3 | 301.6 | 454.1 | 34.9 | 4.98 | 31.2 | 1496.7 | 0.27 | 456.5 | 75.9 | 532.4 | 7757606.1 | 324 | 42.1 | 1492536.5 | 36764.8 | 20.3 | 7778744.6 | 2593661.2 | 10372405.8 | 0 | 16.55 | 17.71 | 0 | 34.26 | 18.02 | 20.36 | 0 | 38.39 | 304567600 | 195595660 | 7809649.5 | 278795.5 | 0 | 0 | 2057940.2 | 0 | 0 | 4311810 | 15484010 | 0 | 295306.6 | 0 | 103171.9 | 82941280 | 1800.4 | 0 | 0 | 42841296 | 148442560 | 0 | 6281.5 | 85.3 | 0 | 3132 | 0 | 0 | 3112 | 5797 | 0 | 11388.7 | 0 | 43.3 | 11582.4 | 199.2 | 0 | 0 | 19242 | 0 | 41416.8 | 24004 | 0 | 0 | 0 | 0.38 | 0 | 0.45 | 0
IL | 2040 | 181397840 | 12928652 | 0 | 3684077.4 | 198010576.1 | 174877194.2 | -23115171.9 | 158359950 | 290891970 | 0.0359 | 0.0539 | 0.1587 | 87036.68 | 49032.3 | 0.95 | 0.92 | 21.4 | 0.7 | 0.09 | 4.4 | 106.6 | 0.06 | 21.5 | 7.6 | 29.1 | 43.3 | 2.7 | 0.37 | 5.8 | 173.8 | 0.07 | 43.5 | 11 | 54.5 | 215.1 | 13.7 | 1.9 | 17 | 818.7 | 0.11 | 216 | 41.4 | 257.4 | 393.9 | 27.9 | 3.93 | 29.3 | 1384.9 | 0.22 | 395.8 | 70.6 | 466.4 | 6948366.2 | 238.9 | 29.8 | 1445991.4 | 34710.7 | 19.6 | 6963608.4 | 2485707.9 | 9449316.3 | 0 | 14.46 | 16.93 | 0 | 31.4 | 15.9 | 19.76 | 0 | 35.67 | 330681380 | 221125730 | 11003364 | 257437.6 | 0 | 0 | 1279951.2 | 0 | 0 | 4192065.5 | 15118070 | 0 | 397356.5 | 0 | 93736.5 | 81404340 | 1381.4 | 0 | 0 | 57983016 | 158950670 | 0 | 8923.3 | 85.3 | 0 | 3132 | 0 | 0 | 3151.5 | 5797 | 0 | 11420.6 | 0 | 43.3 | 11582.4 | 196.6 | 0 | 0 | 26641.9 | 0 | 44386.9 | 33247.7 | 0 | 0 | 0 | 0.38 | 0 | 0.5 | 0
IL | 2045 | 191385200 | 18727112 | 0 | 3723849.3 | 213836163.2 | 184505466.8 | -31769898.2 | 166857810 | 290967400 | 0.0359 | 0.0539 | 0.1591 | 88708.15 | 52137.9 | 0.99 | 0.97 | 3 | 0.1 | 0.01 | 2.3 | 20.6 | 0.05 | 3 | 2.9 | 5.9 | 20.2 | 1.7 | 0.24 | 3.5 | 71 | 0.06 | 20.4 | 5.6 | 26 | 132.7 | 8.6 | 1.19 | 10.5 | 500.5 | 0.07 | 133.3 | 25.4 | 158.7 | 383.2 | 25.9 | 3.63 | 29.7 | 1388.8 | 0.21 | 385 | 71.1 | 456.1 | 1004348.6 | 19.5 | 2 | 772022.2 | 6858.5 | 15.3 | 1005470.1 | 980584.6 | 1986054.7 | 0 | 14 | 16.8 | 0 | 30.8 | 15.59 | 20.07 | 0 | 35.65 | 337816930 | 245606060 | 15986682 | 253166.6 | 0 | 0 | 5014.3 | 0 | 0 | 4093762.8 | 1867050.2 | 0 | 401794 | 0 | 89778 | 73607384 | 0 | 0 | 0 | 64686024 | 176826270 | 0 | 11482.6 | 85.3 | 0 | 196 | 0 | 0 | 3216.4 | 1463 | 0 | 2345.3 | 0 | 43.3 | 10517.4 | 5.1 | 0 | 0 | 30367.8 | 0 | 49587.8 | 48416.9 | 0 | 0 | 0 | 0.47 | 0 | 0.75 | 0
IL | 2050 | 200805900 | 24575966 | 0 | 3780670.4 | 229162536.2 | 193587360.5 | -37650968.3 | 172365840 | 288993000 | 0.0359 | 0.0539 | 0.1591 | 87351.23 | 54728.9 | 0.99 | 1 | 3.9 | 0.1 | 0.01 | 1.9 | 23.9 | 0.03 | 3.9 | 2.6 | 6.5 | 0 | 0 | 0 | 0 | 0 | 0 | 0 | 0 | 0 | 56 | 2.5 | 0.33 | 5.7 | 246.8 | 0.04 | 56.2 | 13.1 | 69.2 | 373.7 | 22.1 | 3.05 | 31.5 | 1453.9 | 0.2 | 375.2 | 74.9 | 450.1 | 1340215.8 | 27.3 | 2.8 | 643209.6 | 8150.9 | 11.6 | 1341803.3 | 889278.2 | 2231081.5 | 0 | 14.02 | 16.06 | 0 | 30.08 | 15.84 | 19.58 | 0 | 35.42 | 345529470 | 266813490 | 20973120 | 250722.2 | 0 | 0 | 17931 | 0 | 0 | 4082856.5 | 2270536 | 0 | 664589.4 | 0 | 90152.3 | 54448908 | 0 | 0 | 0 | 79363860 | 183366780 | 0 | 15232.1 | 85.3 | 0 | 196 | 0 | 0 | 3351.9 | 1463 | 0 | 2345.3 | 0 | 43.3 | 7796.4 | 5.1 | 0 | 0 | 37604.4 | 0 | 51509.6 | 62701 | 0 | 0 | 0 | 0.46 | 0 | 1 | 0
IN | 2024 | 111410856 | 19995.4 | 0 | 1229498 | 112660351.8 | 107405297.9 | 99531486.8 | 103704470 | 68331784 | 0.0359 | 0.054 | 0.183 | 19828.16 | 22367.4 | 0.18 | 0.46 | 669.6 | 65.2 | 9.38 | 31.6 | 1834.5 | 0.33 | 674.1 | 86.3 | 760.5 | 410.5 | 36.7 | 5.25 | 24.5 | 1232 | 0.25 | 413 | 61.3 | 474.3 | 381.4 | 25.5 | 3.56 | 28.7 | 1400.8 | 0.19 | 383.1 | 70.5 | 453.6 | 793.9 | 63.9 | 9.22 | 51.3 | 2453.3 | 0.48 | 798.3 | 124.6 | 922.9 | 51248454.4 | 4987.9 | 717.6 | 2417327.2 | 140451.3 | 25 | 51593008.7 | 6609609.6 | 58202618.4 | 0 | 31.36 | 3.89 | 0 | 35.25 | 33.19 | 4.2 | 0 | 37.4 | 77143450 | 13128865 | 17061.4 | 259979.3 | 0 | 0 | 39113828 | 0 | 0 | 365040.8 | 24050744 | 0 | 210203.5 | 0 | 277865 | 0 | 84900.3 | 0 | 0 | 2256482.5 | 10507342 | 0 | 30.3 | 56.8 | 0 | 11259.6 | 0 | 0 | 255.2 | 3875 | 0 | 3044.2 | 0 | 66.2 | 0 | 668.1 | 0 | 0 | 1048.9 | 0 | 3591.8 | 61.2 | 0 | 0 | 0 | 0 | 0 | 0 | 0
IN | 2026 | 113426920 | 132636.2 | 0 | 1216458.3 | 114776009.6 | 109348864.8 | 100763637.6 | 104499450 | 63701290 | 0.0359 | 0.054 | 0.183 | 50251.84 | 22843.6 | 0.2 | 0.49 | 611.5 | 57 | 8.17 | 31.1 | 1757.6 | 0.3 | 615.4 | 83.6 | 699 | 361.2 | 30.4 | 4.33 | 23.5 | 1145.3 | 0.22 | 363.3 | 57.7 | 421 | 353.6 | 17.5 | 2.35 | 32.1 | 1497.2 | 0.17 | 354.7 | 76.8 | 431.5 | 752.2 | 60 | 8.6 | 48.8 | 2382.8 | 0.43 | 756.3 | 119.9 | 876.2 | 44761406.5 | 4169.6 | 597.8 | 2280133 | 128712.5 | 21.7 | 45048862.5 | 6121678.6 | 51170541.1 | 0 | 29.63 | 9.87 | 0 | 39.5 | 31.38 | 10.66 | 0 | 42.04 | 73792470 | 14012371 | 111788.7 | 258880.8 | 0 | 0 | 32384860 | 0 | 0 | 568709.6 | 26593488 | 0 | 126262.4 | 0 | 277767 | 0 | 27054.4 | 0 | 0 | 2992986.2 | 10450676 | 0 | 119.5 | 56.8 | 0 | 11259.6 | 0 | 0 | 398.1 | 4449.6 | 0 | 3044.2 | 0 | 66.2 | 0 | 668.1 | 0 | 0 | 1386.3 | 0 | 3591.8 | 418.1 | 0 | 0 | 0 | 0 | 0 | 0 | 0
IN | 2028 | 116129770 | 297276.8 | 0 | 1725671.9 | 118152709.9 | 111954541.5 | 103312998.2 | 139201810 | 87086590 | 0.0359 | 0.054 | 0.183 | 61846.65 | 23873.5 | 0.24 | 0.62 | 457.3 | 33.8 | 4.75 | 31.3 | 1592.7 | 0.22 | 459.6 | 78.8 | 538.4 | 208.2 | 13 | 1.8 | 18.1 | 804.3 | 0.14 | 209 | 42.1 | 251.2 | 304.6 | 6 | 0.62 | 35.8 | 1583.1 | 0.13 | 304.9 | 83 | 387.9 | 670.5 | 49.4 | 7.03 | 47.3 | 2258.1 | 0.38 | 673.9 | 114.7 | 788.6 | 29809954.1 | 2202.1 | 309.4 | 2041523.3 | 103930.9 | 14.1 | 29960040.4 | 5142503.3 | 35102543.6 | 0 | 26.19 | 11.97 | 0 | 38.16 | 27.76 | 12.97 | 0 | 40.73 | 65790040 | 14839712 | 255337.2 | 251614.7 | 0 | 0 | 15933525 | 0 | 0 | 945171.2 | 34103264 | 0 | 118371.6 | 0 | 276070.4 | 0 | 12149.9 | 0 | 0 | 3500221.2 | 10394319 | 0 | 200.2 | 56.8 | 0 | 8204.6 | 0 | 0 | 661.1 | 5754.2 | 0 | 3044.2 | 0 | 66.2 | 0 | 668.1 | 0 | 0 | 1622.7 | 0 | 3591.8 | 740.9 | 0 | 0 | 0 | 0 | 0 | 0 | 0
IN | 2030 | 119316300 | 1514454.2 | 0 | 2249785.9 | 123080542.3 | 115026535.1 | 104796223.5 | 176404260 | 115791220 | 0.0359 | 0.054 | 0.183 | 70883.94 | 24854.7 | 0.32 | 0.71 | 373.4 | 24.9 | 3.45 | 28.1 | 1388.2 | 0.17 | 375 | 69.5 | 444.5 | 152.1 | 8.7 | 1.19 | 14.3 | 614.2 | 0.11 | 152.7 | 32.6 | 185.3 | 307.7 | 9.9 | 1.21 | 32.7 | 1478 | 0.14 | 308.3 | 76.8 | 385.1 | 629 | 46.2 | 6.53 | 44.2 | 2159.8 | 0.34 | 632.2 | 108.6 | 740.8 | 22964234.5 | 1524.5 | 211.8 | 1729776.4 | 85523.3 | 10.7 | 23067484.5 | 4281297.2 | 27348781.7 | 0 | 24.78 | 13.33 | 0 | 38.11 | 26.35 | 14.59 | 0 | 40.94 | 62188330 | 18284318 | 1292566.1 | 243577.7 | 0 | 0 | 10598764 | 0 | 0 | 1619910.6 | 31426406 | 0 | 68008.2 | 0 | 271943.5 | 0 | 2740.6 | 0 | 0 | 6326146 | 10338262 | 0 | 974.7 | 56.8 | 0 | 6574.2 | 0 | 0 | 1131.8 | 5667.2 | 0 | 3044.2 | 0 | 66.2 | 0 | 546.1 | 0 | 0 | 2836.4 | 0 | 3591.8 | 3838.7 | 0 | 0 | 0 | 0 | 0 | 0 | 0
IN | 2035 | 127833130 | 3738196 | 0 | 2585020.7 | 134156341.6 | 123237227.1 | 107118105.7 | 194655170 | 131127830 | 0.0359 | 0.054 | 0.183 | 87722.91 | 27559.4 | 0.44 | 0.7 | 267.1 | 13.5 | 1.82 | 23.9 | 1127.7 | 0.12 | 268 | 57.6 | 325.6 | 137.5 | 5.9 | 0.78 | 14.7 | 616 | 0.1 | 137.8 | 33.1 | 171 | 323.2 | 15.6 | 2.09 | 29.6 | 1386.2 | 0.15 | 324.3 | 71 | 395.2 | 570.3 | 39.4 | 5.54 | 42.4 | 2031.7 | 0.31 | 573 | 103.1 | 676 | 18548536.5 | 933.5 | 125.1 | 1668114.7 | 78510.3 | 8.5 | 18610508.3 | 4010036.2 | 22620544.5 | 0 | 22.39 | 16.23 | 0 | 38.61 | 23.94 | 18.1 | 0 | 42.05 | 70324664 | 27038236 | 3201563.8 | 235507.2 | 0 | 0 | 5714142 | 0 | 0 | 3354636.8 | 33375364 | 0 | 495497.8 | 0 | 263531.6 | 0 | 823.7 | 0 | 0 | 13484150 | 10199449 | 0 | 1957.4 | 56.8 | 0 | 6224.5 | 0 | 0 | 2356.8 | 6520 | 0 | 6290.7 | 0 | 66.2 | 0 | 445.1 | 0 | 0 | 5895.2 | 0 | 3591.8 | 9837.6 | 0 | 0 | 0 | 0 | 0 | 0 | 0
IN | 2040 | 137431630 | 4001748 | 0 | 2793130.7 | 144226516.2 | 132490708.7 | 115736641.5 | 209475490 | 134639300 | 0.0359 | 0.054 | 0.183 | 85383.16 | 30380.2 | 0.47 | 0.73 | 232.5 | 9.6 | 1.25 | 22.8 | 1050.3 | 0.1 | 233.2 | 54.1 | 287.3 | 118.9 | 4.5 | 0.57 | 13.4 | 554.5 | 0.08 | 119.2 | 30 | 149.2 | 338.7 | 18.5 | 2.5 | 29.2 | 1386.8 | 0.16 | 339.9 | 70.6 | 410.5 | 498.9 | 31 | 4.32 | 40.2 | 1891.2 | 0.26 | 501.1 | 96.6 | 597.7 | 15820172.1 | 646.6 | 83.6 | 1558787.1 | 71697.5 | 7.1 | 15862264.6 | 3697322.4 | 19559587 | 0 | 19.89 | 15.49 | 0 | 35.38 | 21.34 | 17.27 | 0 | 38.61 | 69042520 | 28489876 | 3421567.2 | 215790.6 | 0 | 0 | 3466137.2 | 0 | 0 | 3934607.2 | 32610310 | 0 | 592124.2 | 0 | 245483.2 | 0 | 1232 | 0 | 0 | 13736026 | 10819242 | 0 | 2126.5 | 56.8 | 0 | 5902 | 0 | 0 | 2833.2 | 6520 | 0 | 6290.7 | 0 | 66.2 | 0 | 445.1 | 0 | 0 | 6187.6 | 0 | 3289.6 | 10493.2 | 0 | 0 | 0 | 0 | 0 | 0 | 0
IN | 2045 | 145659630 | 4798605.5 | 0 | 2960941.6 | 153419186.5 | 140422872.1 | 118115209.8 | 215202400 | 141452780 | 0.0359 | 0.054 | 0.183 | 86873.1 | 32569.1 | 0.5 | 0.73 | 224 | 8.8 | 1.13 | 22.4 | 1026.4 | 0.1 | 224.5 | 53 | 277.5 | 121.5 | 4.3 | 0.55 | 13.6 | 572.5 | 0.08 | 121.8 | 30.7 | 152.5 | 332.2 | 15.5 | 2.05 | 31.5 | 1443.8 | 0.17 | 333.2 | 74.6 | 407.7 | 491.7 | 30.3 | 4.21 | 40 | 1876.5 | 0.26 | 493.8 | 96 | 589.8 | 17462485.4 | 679.7 | 87 | 1750535 | 80219.8 | 7.9 | 17506497.1 | 4143228.3 | 21649725.4 | 0 | 19.03 | 15.83 | 0 | 34.86 | 20.44 | 17.74 | 0 | 38.18 | 79457460 | 35303976 | 4107543.5 | 207165.8 | 0 | 0 | 3493597.2 | 0 | 0 | 4357140.5 | 33218122 | 0 | 2887594.8 | 0 | 239002.5 | 0 | 454.3 | 0 | 0 | 14906427 | 16040410 | 0 | 2298.8 | 56.8 | 0 | 5105.8 | 0 | 0 | 3218.7 | 6520 | 0 | 16016 | 0 | 66.2 | 0 | 444.2 | 0 | 0 | 6820 | 0 | 4636.3 | 12267.5 | 0 | 0 | 0 | 0 | 0 | 0 | 0
IN | 2050 | 153002270 | 5945469.5 | 0 | 3232195 | 162179938.4 | 147501407.3 | 116459832.8 | 224144050 | 159935630 | 0.0359 | 0.054 | 0.183 | 85535.85 | 34274.5 | 0.52 | 0.73 | 236.6 | 10.7 | 1.41 | 22.3 | 1039.8 | 0.11 | 237.3 | 53.4 | 290.7 | 129.3 | 4.5 | 0.57 | 14.2 | 611.3 | 0.08 | 129.6 | 32.5 | 162.1 | 322.9 | 11.8 | 1.49 | 33.9 | 1508.5 | 0.16 | 323.6 | 78.9 | 402.5 | 466.7 | 23.9 | 3.25 | 42.2 | 1932.7 | 0.24 | 468.3 | 99.8 | 568.1 | 22724699.5 | 1027.5 | 135.3 | 2146504.3 | 99864.4 | 10.3 | 22792264.7 | 5125274.7 | 27917539.4 | 0 | 18.9 | 15.61 | 0 | 34.51 | 20.39 | 17.58 | 0 | 37.97 | 97927140 | 45720104 | 5077578 | 200102.1 | 0 | 0 | 5828723 | 0 | 0 | 4879024 | 33559308 | 0 | 7306243 | 0 | 235060.9 | 0 | 17.9 | 0 | 0 | 14140566 | 26700516 | 0 | 3459.3 | 56.8 | 0 | 3710.8 | 0 | 0 | 3691.1 | 6520 | 0 | 18117.6 | 0 | 66.2 | 0 | 7.2 | 0 | 0 | 6675.6 | 0 | 7215.8 | 14901.9 | 0 | 0 | 0 | 0 | 0 | 0 | 0
KS | 2024 | 42180296 | 0 | 0 | 575969.9 | 42756267.4 | 40664052.7 | 9466965.2 | 22417458 | 35497240 | 0.0359 | 0.0539 | 0.16 | 6088.96 | 10414.2 | 0.76 | 0.77 | 261.1 | 29.4 | 4.27 | 10.1 | 593.7 | 0.16 | 263.2 | 27.8 | 291 | 249 | 27.4 | 3.97 | 10.1 | 586.4 | 0.15 | 250.9 | 27.6 | 278.4 | 306.8 | 26.5 | 3.81 | 17.9 | 920.8 | 0.17 | 308.6 | 45.4 | 354 | 661.2 | 55.4 | 8.02 | 41.1 | 1967.6 | 0.41 | 665 | 99.9 | 764.9 | 14447318.5 | 1627.5 | 236.4 | 559029.5 | 32846.8 | 9 | 14560359.6 | 1540318.9 | 16100678.4 | 0 | 23.16 | 1.31 | 0 | 24.47 | 24.6 | 1.42 | 0 | 26.02 | 55981990 | 33289302 | 0 | 33021 | 0 | 0 | 12569419 | 0 | 0 | 141555.2 | 940845.7 | 0 | 26041.5 | 0 | 17770.8 | 9105591 | 0 | 0 | 0 | 3528483.5 | 29619264 | 0 | 0 | 9 | 0 | 4521.6 | 0 | 0 | 92.2 | 266 | 0 | 2011.5 | 0 | 7 | 1225 | 0 | 0 | 0 | 1340.9 | 0 | 8040.6 | 0 | 0 | 0 | 0 | 0 | 0 | 0 | 0
KS | 2026 | 43100584 | 2333.1 | 0 | 727433.4 | 43830349.9 | 41551245.3 | -19558584.8 | 17599056 | 53767270 | 0.0359 | 0.0539 | 0.16 | 41740.37 | 10635.2 | 0.9 | 0.87 | 107.6 | 12 | 1.75 | 4.6 | 248.6 | 0.08 | 108.4 | 12 | 120.5 | 132.9 | 14.6 | 2.11 | 5.8 | 315.6 | 0.09 | 133.9 | 15.2 | 149.1 | 189 | 15.3 | 2.19 | 11.9 | 600.7 | 0.1 | 190.1 | 29.8 | 219.9 | 528.3 | 43.7 | 6.29 | 33 | 1624.8 | 0.31 | 531.3 | 81.5 | 612.8 | 8488589.5 | 948.4 | 137.7 | 365445.5 | 19622.1 | 6 | 8554442.7 | 951812.3 | 9506255 | 0 | 18.36 | 8.56 | 0 | 26.92 | 19.52 | 9.29 | 0 | 28.81 | 80284550 | 63388936 | 1963.1 | 27885.8 | 0 | 0 | 7346504 | 0 | 0 | 183938.5 | 782389.5 | 0 | 11122 | 0 | 14944.9 | 8710807 | 0 | 0 | 0 | 10898486 | 52306508 | 0 | 1.4 | 9 | 0 | 4521.6 | 0 | 0 | 130 | 266 | 0 | 2000.7 | 0 | 7 | 1225 | 0 | 0 | 0 | 4225.8 | 0 | 14264.5 | 5.6 | 0 | 0 | 0 | 0 | 0 | 0 | 0
KS | 2028 | 44178930 | 189398.1 | 0 | 947664.6 | 45315988.9 | 42590817.5 | -37735350 | 20498662 | 71340584 | 0.0359 | 0.0539 | 0.16 | 55610.42 | 10488.7 | 0.95 | 0.93 | 51.8 | 5.7 | 0.83 | 2.6 | 122.1 | 0.04 | 52.2 | 6.2 | 58.4 | 69.6 | 7.6 | 1.1 | 3.4 | 167.9 | 0.05 | 70.1 | 8.5 | 78.5 | 81.9 | 3.6 | 0.49 | 7.9 | 354.9 | 0.04 | 82.1 | 18.5 | 100.6 | 426.9 | 33.4 | 4.79 | 28.6 | 1373.3 | 0.25 | 429.2 | 69.6 | 498.8 | 4901464.5 | 542.5 | 78.7 | 246061 | 11567.7 | 4.1 | 4939121.8 | 591908 | 5531029.8 | 0 | 14.71 | 9.36 | 0 | 24.07 | 15.68 | 10.13 | 0 | 25.81 | 96505016 | 83051336 | 161449.4 | 24645.8 | 0 | 0 | 4202923 | 0 | 0 | 269793 | 591056.7 | 0 | 4651.6 | 0 | 13454.9 | 8455493 | 0 | 0 | 0 | 22862896 | 59918650 | 0 | 100.1 | 9 | 0 | 4521.6 | 0 | 0 | 196.1 | 266 | 0 | 1950.4 | 0 | 7 | 1225 | 0 | 0 | 0 | 9418.7 | 0 | 17861.1 | 400.3 | 0 | 0 | 0 | 0 | 0 | 0 | 0
KS | 2030 | 45396876 | 2508318 | 0 | 944269.4 | 48849464.5 | 43764984.1 | -32010165.1 | 23457588 | 69545864 | 0.0359 | 0.0539 | 0.16 | 61056.92 | 10834.5 | 0.96 | 0.95 | 44.2 | 4.9 | 0.72 | 2.3 | 103.4 | 0.04 | 44.6 | 5.4 | 50 | 54.2 | 6 | 0.87 | 2.8 | 128.3 | 0.05 | 54.6 | 6.6 | 61.2 | 88.7 | 4.3 | 0.58 | 8.2 | 373.3 | 0.05 | 89 | 19.3 | 108.3 | 381.8 | 31 | 4.43 | 24.5 | 1210.3 | 0.22 | 383.9 | 60.6 | 444.5 | 4129505.9 | 460.8 | 66.9 | 214136.9 | 9652.8 | 3.7 | 4161501.9 | 502805 | 4664306.9 | 0 | 12.81 | 9.75 | 0 | 22.56 | 14.08 | 11.02 | 0 | 25.1 | 95284540 | 80859630 | 2126852.2 | 22336.9 | 0 | 0 | 3576681.2 | 0 | 0 | 408604 | 403302.2 | 0 | 2189 | 0 | 12399.6 | 8281153 | 0 | 0 | 0 | 26452238 | 53998790 | 0 | 1410.1 | 9 | 0 | 4521.6 | 0 | 0 | 301.8 | 266 | 0 | 1933.1 | 0 | 7 | 1225 | 0 | 0 | 0 | 11447.9 | 0 | 17861.1 | 5640.7 | 0 | 0 | 0 | 0 | 0 | 0 | 0
KS | 2035 | 48413668 | 5258950.5 | 0 | 1045780.6 | 54718400.7 | 46673340.7 | -34670944.3 | 26573934 | 76852616 | 0.0359 | 0.0539 | 0.16 | 86044.54 | 11787.4 | 0.97 | 0.96 | 33 | 3.7 | 0.54 | 1.8 | 77.4 | 0.03 | 33.3 | 4.1 | 37.4 | 41.2 | 4.6 | 0.67 | 2.2 | 97.1 | 0.04 | 41.6 | 5.1 | 46.6 | 121.6 | 6.9 | 0.96 | 10.3 | 482 | 0.06 | 122.1 | 24.6 | 146.7 | 350 | 28.6 | 4.09 | 22.4 | 1104.1 | 0.2 | 352 | 55.3 | 407.3 | 3404919 | 380.6 | 55.3 | 188049.8 | 7970.1 | 3.3 | 3431343.8 | 426471.6 | 3857815.4 | 0 | 11.22 | 13.21 | 0 | 24.42 | 12.64 | 15.63 | 0 | 28.28 | 105381590 | 89389340 | 4492511.5 | 20874.4 | 0 | 0 | 2955038.2 | 0 | 0 | 730427.2 | 326421.4 | 0 | 545.4 | 0 | 11552.9 | 8185299 | 0 | 0 | 0 | 29589948 | 59068970 | 0 | 2612.2 | 9 | 0 | 4410.3 | 0 | 0 | 571.4 | 266 | 0 | 1877.4 | 0 | 7 | 1225 | 0 | 0 | 0 | 13456.7 | 0 | 19452.4 | 13131.3 | 0 | 0 | 0 | 0 | 0 | 0 | 0
KS | 2040 | 51806170 | 5983274 | 0 | 1140166.6 | 58929606.5 | 49943896.4 | -34547618.8 | 30705756 | 80296010 | 0.0359 | 0.0539 | 0.16 | 85030.09 | 12831.6 | 0.98 | 0.97 | 22.2 | 2.5 | 0.36 | 1.4 | 52.8 | 0.03 | 22.3 | 3 | 25.3 | 27.5 | 3 | 0.44 | 1.7 | 65.7 | 0.03 | 27.7 | 3.7 | 31.4 | 149.6 | 9.2 | 1.26 | 12.2 | 579 | 0.08 | 150.2 | 29.4 | 179.7 | 304.9 | 24.2 | 3.44 | 20.2 | 991.4 | 0.17 | 306.6 | 49.8 | 356.4 | 2353143.4 | 261.8 | 38 | 152106 | 5599.4 | 2.8 | 2371317.4 | 319730.1 | 2691047.5 | 0 | 9.74 | 12.74 | 0 | 22.48 | 11.05 | 15.12 | 0 | 26.17 | 108923670 | 93477224 | 5093412 | 18753.6 | 0 | 0 | 2030755.6 | 0 | 0 | 1115218.6 | 262340.4 | 0 | 419.6 | 0 | 10441 | 8030335 | 0 | 0 | 0 | 30045148 | 62316856 | 0 | 2862.7 | 9 | 0 | 4410.3 | 0 | 0 | 846.7 | 266 | 0 | 1862.1 | 0 | 7 | 1225 | 0 | 0 | 0 | 14412.1 | 0 | 21690.9 | 14519.7 | 0 | 0 | 0 | 0 | 0 | 0 | 0
KS | 2045 | 54736970 | 13550648 | 0 | 1287326.8 | 69574939.8 | 52769320.3 | -43369610.8 | 35113452 | 91190770 | 0.0359 | 0.0539 | 0.16 | 85363.93 | 13657.4 | 0.99 | 0.99 | 12.3 | 1.3 | 0.19 | 0.4 | 29.2 | 0.01 | 12.4 | 1.3 | 13.7 | 14.9 | 1.6 | 0.23 | 0.6 | 36 | 0.01 | 15.1 | 1.6 | 16.7 | 160.2 | 8.9 | 1.22 | 14 | 649.2 | 0.08 | 160.8 | 33.3 | 194.2 | 239.8 | 17.8 | 2.51 | 16.9 | 824.5 | 0.13 | 241.1 | 41.5 | 282.6 | 1495147.3 | 163.1 | 23.6 | 54643.2 | 3548.1 | 0.7 | 1506461.1 | 160578 | 1667039.1 | 0 | 7.43 | 11.42 | 0 | 18.85 | 9.03 | 15.04 | 0 | 24.06 | 126085550 | 112944550 | 11588955 | 16237.7 | 0 | 0 | 1269205.9 | 0 | 0 | 1406583.9 | 257426.1 | 0 | 428.7 | 0 | 8748.4 | 0 | 0 | 0 | 0 | 44813956 | 66724012 | 0 | 6159.6 | 9 | 0 | 4303 | 0 | 0 | 1156.2 | 266 | 0 | 1800.3 | 0 | 7 | 0 | 0 | 0 | 0 | 22022.2 | 0 | 23749.9 | 33025.6 | 0 | 0 | 0 | 0 | 0 | 0 | 0
KS | 2050 | 57314056 | 14140022 | 0 | 1302959.5 | 72757038.5 | 55253711.1 | -43925342.9 | 35434870 | 92198320 | 0.0359 | 0.0539 | 0.16 | 85687.17 | 14297.9 | 0.99 | 0.99 | 8.3 | 0.9 | 0.13 | 0.3 | 20.9 | 0 | 8.4 | 1 | 9.3 | 11.2 | 1.1 | 0.17 | 0.5 | 28.9 | 0.01 | 11.3 | 1.3 | 12.6 | 165.2 | 8.7 | 1.18 | 15 | 685.8 | 0.09 | 165.8 | 35.5 | 201.2 | 224.7 | 14.4 | 2.01 | 17.7 | 843.9 | 0.12 | 225.7 | 42.9 | 268.6 | 1056042.9 | 110.5 | 16 | 42959.5 | 2655.3 | 0.5 | 1063695.1 | 122229.3 | 1185924.4 | 0 | 7.34 | 11.26 | 0 | 18.6 | 9.03 | 14.79 | 0 | 23.83 | 129948520 | 116682380 | 12079235 | 15701.6 | 0 | 0 | 847201.2 | 0 | 0 | 1736633.8 | 315442.5 | 0 | 59.9 | 0 | 8489.8 | 0 | 0 | 0 | 0 | 49393492 | 65552256 | 0 | 6533.8 | 9 | 0 | 3117.7 | 0 | 0 | 1497.8 | 266 | 0 | 1787.6 | 0 | 7 | 0 | 0 | 0 | 0 | 26159 | 0 | 23312 | 31567.8 | 0 | 0 | 0 | 0 | 0 | 0 | 0
KY | 2024 | 98324136 | 458.6 | 0 | 714814.4 | 99039407 | 94788318.8 | 98101952.2 | 63268000 | 30659604 | 0.0359 | 0.054 | 0.1507 | 19642.39 | 20466.4 | 0.08 | 0.17 | 843.9 | 89.9 | 13.01 | 32.7 | 2071.2 | 0.41 | 850.1 | 94.5 | 944.6 | 773.7 | 81.3 | 11.75 | 31.4 | 1936.1 | 0.39 | 779.4 | 89.2 | 868.6 | 314.5 | 21.9 | 3.08 | 22.9 | 1122.4 | 0.16 | 316 | 56.4 | 372.4 | 796 | 64 | 9.23 | 51.7 | 2459.5 | 0.49 | 800.4 | 125.1 | 925.5 | 55525667.1 | 5912.7 | 855.8 | 2150194 | 136306.5 | 27.2 | 55935487.7 | 6219565.8 | 62155053.5 | 0 | 31.88 | 4.04 | 0 | 35.92 | 33.75 | 4.37 | 0 | 38.12 | 66250868 | 937454.8 | 396.1 | 101532.2 | 0 | 0 | 47638332 | 0 | 0 | 77406.3 | 12848420 | 0 | 483292.1 | 0 | 4241067 | 0 | 374.5 | 0 | 0 | 860048.5 | 0 | 0 | 0.4 | 22.2 | 0 | 9493 | 0 | 0 | 52.1 | 1763 | 0 | 4853.6 | 0 | 1141.4 | 0 | 5.9 | 0 | 0 | 398.7 | 0 | 0 | 1.5 | 0 | 0 | 0 | 0 | 0 | 0 | 0
KY | 2026 | 99911080 | 29508.6 | 0 | 720415 | 100661005.1 | 96318204.9 | 99552912.9 | 69200936 | 30384822 | 0.0359 | 0.054 | 0.1507 | 49781.25 | 20870.3 | 0.09 | 0.23 | 827.2 | 87.8 | 12.71 | 32.3 | 2038.1 | 0.41 | 833.3 | 93.1 | 926.3 | 697.5 | 72.4 | 10.47 | 29.3 | 1771.8 | 0.35 | 702.5 | 82.2 | 784.7 | 298.5 | 15 | 2.03 | 26.9 | 1254.2 | 0.14 | 299.5 | 64.3 | 363.8 | 754.1 | 60.1 | 8.63 | 48.9 | 2385 | 0.43 | 758.2 | 120.1 | 878.3 | 50617775.7 | 5374.7 | 777.7 | 1974316.3 | 124746 | 24.8 | 50990265.6 | 5698527.5 | 56688793.1 | 0 | 30.15 | 9.96 | 0 | 40.11 | 31.93 | 10.75 | 0 | 42.68 | 61647456 | 1108092.1 | 25072.5 | 100626.8 | 0 | 0 | 43249624 | 0 | 0 | 123365.9 | 12534247 | 0 | 299121.2 | 0 | 4330474 | 0 | 198.7 | 0 | 0 | 984726.2 | 0 | 0 | 22.2 | 22.2 | 0 | 9493 | 0 | 0 | 83.2 | 1763 | 0 | 4829.6 | 0 | 1158.4 | 0 | 5.9 | 0 | 0 | 457.5 | 0 | 0 | 78.4 | 0 | 0 | 0 | 0 | 0 | 0 | 0
KY | 2028 | 101957690 | 932196.5 | 0 | 925629.3 | 103815515.3 | 98291235.5 | 100349311.6 | 93760936 | 44253170 | 0.0359 | 0.054 | 0.1507 | 61433.2 | 21458.9 | 0.16 | 0.44 | 740.7 | 77.6 | 11.22 | 29.8 | 1858.3 | 0.36 | 746.1 | 85.3 | 831.4 | 481.3 | 48.5 | 6.99 | 21.9 | 1270.7 | 0.25 | 484.6 | 59.8 | 544.4 | 289.5 | 5.9 | 0.61 | 33.8 | 1500 | 0.13 | 289.8 | 78.6 | 368.4 | 669.7 | 49.4 | 7.04 | 47.2 | 2251 | 0.38 | 673.1 | 114.4 | 787.4 | 39708159.2 | 4159.6 | 601.4 | 1600740.7 | 99656.2 | 19.4 | 39996285.3 | 4575805.2 | 44572090.6 | 0 | 26.61 | 11.62 | 0 | 38.24 | 28.25 | 12.62 | 0 | 40.87 | 54070388 | 3466203.5 | 794002.5 | 95675.3 | 0 | 0 | 33657172 | 0 | 0 | 198972 | 11576212 | 0 | 186865.8 | 0 | 4294138 | 0 | 118.5 | 0 | 0 | 3267231.8 | 0 | 0 | 588.3 | 22.2 | 0 | 9359 | 0 | 0 | 134.4 | 1763 | 0 | 4829.6 | 0 | 1158.4 | 0 | 5.9 | 0 | 0 | 1463.9 | 0 | 0 | 2305.3 | 0 | 0 | 0 | 0 | 0 | 0 | 0
KY | 2030 | 104318510 | 2386805 | 0 | 1103184.2 | 107808499.5 | 100567192.3 | 102253988.9 | 108079896 | 53404910 | 0.0359 | 0.054 | 0.1507 | 70416.22 | 22173.1 | 0.22 | 0.56 | 677.7 | 70.6 | 10.21 | 27.6 | 1711.6 | 0.33 | 682.6 | 78.7 | 761.3 | 381.6 | 38.3 | 5.51 | 17.6 | 1013.6 | 0.2 | 384.3 | 47.8 | 432.1 | 346.7 | 12.8 | 1.62 | 35.3 | 1613.8 | 0.16 | 347.5 | 83.4 | 430.9 | 633.6 | 47.1 | 6.68 | 43.9 | 2154.9 | 0.34 | 636.8 | 108.2 | 745.1 | 35495954.4 | 3699.2 | 534.6 | 1448482.5 | 89691.5 | 17.4 | 35752138.5 | 4126032.5 | 39878171 | 0 | 25.13 | 13.14 | 0 | 38.27 | 26.81 | 14.47 | 0 | 41.27 | 52889444 | 5554510.5 | 2029706.4 | 92533.7 | 0 | 0 | 29884892 | 0 | 0 | 322353 | 10936325 | 0 | 169979.5 | 0 | 4221495.5 | 0 | 0 | 0 | 0 | 5232157.5 | 0 | 0 | 1770.3 | 22.2 | 0 | 9359 | 0 | 0 | 217.9 | 1763 | 0 | 4917.1 | 0 | 1158.4 | 0 | 0 | 0 | 0 | 2327 | 0 | 0 | 5743.2 | 0 | 0 | 0 | 0 | 0 | 0 | 0
KY | 2035 | 110454770 | 4380916 | 0 | 1167652.8 | 116003339.8 | 106482897.1 | 104962696.3 | 120720360 | 56116140 | 0.0359 | 0.054 | 0.1506 | 87096.13 | 24086.5 | 0.37 | 0.66 | 537.5 | 55.1 | 7.95 | 22.8 | 1387.1 | 0.26 | 541.3 | 64.2 | 605.5 | 279.6 | 27 | 3.88 | 14 | 776 | 0.15 | 281.4 | 37.1 | 318.5 | 395.8 | 21.6 | 2.94 | 34 | 1620.3 | 0.18 | 397.3 | 82.3 | 479.6 | 583.9 | 42.2 | 5.96 | 41.7 | 2025.1 | 0.31 | 586.8 | 102.1 | 688.9 | 27153452.6 | 2782 | 401.6 | 1151919.4 | 70125.2 | 13.3 | 27345988.4 | 3245270.9 | 30591259.3 | 0 | 22.8 | 16.03 | 0 | 38.83 | 24.48 | 17.94 | 0 | 42.42 | 51105380 | 11040644 | 3738334.5 | 89096.9 | 0 | 0 | 22471350 | 0 | 0 | 788874.6 | 9140319 | 0 | 531401.1 | 0 | 4094235.5 | 0 | 0 | 0 | 0 | 10251769 | 0 | 0 | 2714.2 | 22.2 | 0 | 8287 | 0 | 0 | 534.1 | 1763 | 0 | 8310.4 | 0 | 1158.4 | 0 | 0 | 0 | 0 | 4526.9 | 0 | 0 | 11391.9 | 0 | 0 | 0 | 0 | 0 | 0 | 0
KY | 2040 | 117403800 | 8324238.5 | 0 | 1253361.3 | 126981406 | 113182146.8 | 100064029 | 123849300 | 61128268 | 0.0359 | 0.054 | 0.1506 | 82869.93 | 26153.3 | 0.6 | 0.74 | 334.3 | 33.5 | 4.83 | 14.8 | 886.1 | 0.16 | 336.6 | 41.3 | 377.9 | 202.2 | 18.7 | 2.69 | 10.9 | 585.5 | 0.11 | 203.5 | 28.3 | 231.8 | 399.6 | 26.7 | 3.71 | 30 | 1481.4 | 0.19 | 401.4 | 74.2 | 475.5 | 515.7 | 34.5 | 4.83 | 39.4 | 1883 | 0.27 | 518.1 | 95.6 | 613.6 | 21067869.7 | 2111.2 | 304.3 | 936974.3 | 55907.7 | 10.3 | 21213849.2 | 2605826 | 23819675.3 | 0 | 20.07 | 14.85 | 0 | 34.92 | 21.92 | 17.12 | 0 | 39.04 | 63957704 | 26917380 | 7144313 | 80366.1 | 0 | 0 | 17127970 | 0 | 0 | 1394613.2 | 8220433 | 0 | 535889.5 | 0 | 3931351.5 | 0 | 0 | 0 | 0 | 25522764 | 0 | 0 | 4065.4 | 22.2 | 0 | 8171 | 0 | 0 | 953.2 | 1763 | 0 | 8310.4 | 0 | 1158.4 | 0 | 0 | 0 | 0 | 11012.6 | 0 | 0 | 21926.3 | 0 | 0 | 0 | 0 | 0 | 0 | 0
KY | 2045 | 123356980 | 6325693.5 | 0 | 1213802.7 | 130896468.5 | 118921284.7 | 102064179.1 | 125166616 | 60150490 | 0.0359 | 0.054 | 0.1506 | 84813.28 | 27781.3 | 0.58 | 0.74 | 343.5 | 34.2 | 4.93 | 15.5 | 918.5 | 0.17 | 345.8 | 42.9 | 388.7 | 200.5 | 18.4 | 2.63 | 10.8 | 587.2 | 0.1 | 201.8 | 28.3 | 230.1 | 371.4 | 23.3 | 3.22 | 29.7 | 1426.2 | 0.19 | 373 | 72.2 | 445.2 | 508.1 | 34.2 | 4.78 | 38.9 | 1855.4 | 0.26 | 510.4 | 94.3 | 604.7 | 22182773.9 | 2205.8 | 317.7 | 1001901.2 | 59408 | 10.8 | 22335247.1 | 2775206.7 | 25110453.9 | 0 | 19.46 | 15.61 | 0 | 35.07 | 21.1 | 17.66 | 0 | 38.76 | 65567540 | 28832292 | 5354158.5 | 77955.3 | 0 | 0 | 17830432 | 0 | 0 | 2121439 | 8959122 | 0 | 696350.4 | 0 | 3817232.8 | 0 | 0 | 0 | 0 | 26699524 | 11326.4 | 0 | 2535.9 | 22.2 | 0 | 7946 | 0 | 0 | 1470.5 | 1763 | 0 | 10845.5 | 0 | 1158.4 | 0 | 0 | 0 | 0 | 11819.1 | 0 | 3.2 | 17395 | 0 | 0 | 0 | 0 | 0 | 0 | 0
KY | 2050 | 128869140 | 5120868 | 0 | 1248624.3 | 135238629.9 | 124235209 | 105322419.8 | 131823830 | 60594680 | 0.0359 | 0.054 | 0.1508 | 83874.85 | 29117.1 | 0.6 | 0.74 | 316.6 | 30.5 | 4.38 | 15.2 | 880.6 | 0.15 | 318.7 | 41.5 | 360.3 | 189.4 | 16.5 | 2.36 | 10.9 | 580.3 | 0.1 | 190.5 | 28.2 | 218.7 | 339.6 | 19 | 2.59 | 29.5 | 1377.6 | 0.17 | 340.8 | 70.6 | 411.4 | 493.9 | 29 | 4 | 41.2 | 1939.4 | 0.25 | 495.9 | 99.1 | 594.9 | 19859564 | 1907.3 | 274.1 | 958272.1 | 55320.4 | 9.6 | 19991219.1 | 2609447.1 | 22600666.2 | 0 | 20.05 | 15.73 | 0 | 35.78 | 21.64 | 17.6 | 0 | 39.24 | 63597140 | 29916212 | 4354493.5 | 77097 | 0 | 0 | 15167854 | 0 | 0 | 2825049.8 | 9279344 | 0 | 1023570.8 | 0 | 3778568.5 | 0 | 0 | 0 | 0 | 27079988 | 11174 | 0 | 2016.2 | 22.2 | 0 | 6463 | 0 | 0 | 1989.7 | 1763 | 0 | 14182.2 | 0 | 1158.4 | 0 | 0 | 0 | 0 | 12318.3 | 0 | 3.2 | 13450.2 | 0 | 0 | 0 | 0 | 0 | 0 | 0
LA | 2024 | 91894180 | 0 | 0 | 520107 | 92414282.1 | 88590572.1 | 89266296.6 | 29459098 | 16557002 | 0.0359 | 0.054 | 0.183 | 4395.44 | 19532.6 | 0.27 | 0.33 | 373.8 | 15 | 2.16 | 41.5 | 1506.9 | 0.35 | 374.8 | 86.5 | 461.3 | 369.8 | 17.6 | 2.51 | 37.9 | 1449.7 | 0.32 | 371 | 81.2 | 452.2 | 414.5 | 20.8 | 3.01 | 39.8 | 1558.3 | 0.33 | 416 | 86.3 | 502.3 | 770.5 | 58.6 | 8.48 | 53.8 | 2433.4 | 0.51 | 774.6 | 126.4 | 901 | 29535310.4 | 1182.3 | 170.3 | 3280509 | 119029.1 | 27.9 | 29617037.6 | 6835192.9 | 36452230.5 | 0 | 30.94 | 0.97 | 0 | 31.9 | 32.75 | 1.04 | 0 | 33.8 | 79368104 | 3147985.5 | 0 | 81759.7 | 0 | 0 | 4917280.5 | 0 | 0 | 1489377.4 | 45619748 | 0 | 962107.1 | 0 | 1016717.2 | 17034924 | 6587580 | 0 | 0 | 1658608.1 | 0 | 0 | 0 | 11.1 | 0 | 2137.2 | 0 | 0 | 1018.1 | 7368.6 | 0 | 779.3 | 0 | 192 | 2132.9 | 4681.3 | 0 | 0 | 710.3 | 0 | 0 | 0 | 0 | 0 | 0 | 0 | 0 | 0 | 0
LA | 2026 | 93768800 | 98669.8 | 0 | 558541.4 | 94426014.2 | 90397815 | 89782182.4 | 34145040 | 16133110 | 0.0359 | 0.054 | 0.183 | 41108.56 | 19959.5 | 0.3 | 0.39 | 347 | 13.7 | 1.93 | 38.5 | 1439.7 | 0.31 | 347.9 | 81.5 | 429.4 | 323.9 | 14.8 | 2.07 | 33.7 | 1313.6 | 0.27 | 324.9 | 72.9 | 397.8 | 374.7 | 14 | 1.93 | 39.8 | 1606 | 0.26 | 375.7 | 87.7 | 463.4 | 725.5 | 54.3 | 7.79 | 50.7 | 2374.9 | 0.44 | 729.2 | 121.6 | 850.8 | 26338429.7 | 1037.7 | 146.4 | 2923321.1 | 109249.2 | 23.4 | 26409330.4 | 6185347 | 32594677.4 | 0 | 29.14 | 8.97 | 0 | 38.11 | 30.86 | 9.72 | 0 | 40.57 | 76242660 | 4643832 | 84749 | 81759.7 | 0 | 0 | 4551921.5 | 0 | 0 | 2124190.8 | 43070132 | 0 | 954131.5 | 0 | 1016235.1 | 17022696 | 4817201.5 | 0 | 0 | 2519641.2 | 0 | 0 | 63.6 | 11.1 | 0 | 2137.2 | 0 | 0 | 1460.8 | 7368.6 | 0 | 779.3 | 0 | 192 | 2132.9 | 4268.8 | 0 | 0 | 1077.3 | 0 | 0 | 254.4 | 0 | 0 | 0 | 0 | 0 | 0 | 0
LA | 2028 | 96098780 | 104849.5 | 0 | 887264.2 | 97090900.1 | 92644052.9 | 89033862 | 53475990 | 26948196 | 0.0359 | 0.054 | 0.183 | 49928.78 | 20342.4 | 0.37 | 0.52 | 287 | 9.3 | 1.26 | 33.9 | 1278.2 | 0.25 | 287.7 | 72 | 359.7 | 228.9 | 8.2 | 1.1 | 26.3 | 1010.3 | 0.19 | 229.4 | 56.4 | 285.9 | 317.1 | 6.3 | 0.65 | 37.3 | 1644.4 | 0.14 | 317.5 | 86.3 | 403.8 | 605.6 | 40.1 | 5.69 | 47.4 | 2157.3 | 0.37 | 608.4 | 111.8 | 720.1 | 20089462.3 | 648.3 | 87.9 | 2373018.3 | 89455.2 | 17.5 | 20132771.9 | 5043552 | 25176323.9 | 0 | 25.18 | 10.54 | 0 | 35.72 | 26.68 | 11.41 | 0 | 38.09 | 70376740 | 8057038.5 | 88057.2 | 81759.7 | 0 | 0 | 2110459.5 | 0 | 0 | 2818966.5 | 38743692 | 0 | 478950.7 | 0 | 995179.4 | 16767443 | 3054154.5 | 0 | 0 | 5238071.5 | 0 | 0 | 63.8 | 11.1 | 0 | 2137.2 | 0 | 0 | 1950.6 | 7368.6 | 0 | 779.3 | 0 | 192 | 2132.9 | 4234.8 | 0 | 0 | 2230.6 | 0 | 0 | 255.3 | 0 | 0 | 0 | 0 | 0 | 0 | 0
LA | 2030 | 98828510 | 346543.5 | 0 | 1297391.6 | 100472445 | 95275668.6 | 87687749.9 | 74881870 | 39268070 | 0.0359 | 0.054 | 0.183 | 60301.97 | 21038.4 | 0.47 | 0.64 | 227 | 7.2 | 0.93 | 26.8 | 1062 | 0.18 | 227.4 | 58.5 | 285.9 | 163.3 | 5.9 | 0.76 | 18.8 | 747.7 | 0.13 | 163.7 | 41.1 | 204.8 | 315.7 | 10.3 | 1.27 | 33.5 | 1509.7 | 0.14 | 316.4 | 78.5 | 394.9 | 553.2 | 37.1 | 5.23 | 42.6 | 1987.7 | 0.32 | 555.7 | 102 | 657.7 | 14573847.4 | 463.1 | 59.2 | 1722632.8 | 68228.7 | 11.4 | 14603818 | 3758952.2 | 18362770.2 | 0 | 23.37 | 12.41 | 0 | 35.78 | 24.8 | 13.49 | 0 | 38.29 | 64613428 | 12784695 | 292930.4 | 0 | 0 | 0 | 1741541.2 | 0 | 0 | 3977545.5 | 31228700 | 0 | 207791.6 | 0 | 953448.1 | 16429134 | 975181.4 | 0 | 0 | 8807149 | 0 | 0 | 203.5 | 0 | 0 | 2137.2 | 0 | 0 | 2761.5 | 7095.3 | 0 | 779.3 | 0 | 192 | 2132.9 | 3653.3 | 0 | 0 | 3723.9 | 0 | 0 | 814.1 | 0 | 0 | 0 | 0 | 0 | 0 | 0
LA | 2035 | 106158770 | 6742717 | 0 | 1247353.2 | 114148840.1 | 102342488 | 88622733.5 | 73924790 | 34621820 | 0.0359 | 0.0539 | 0.183 | 86960.34 | 22984.8 | 0.65 | 0.74 | 147.2 | 4.7 | 0.58 | 17.7 | 704.7 | 0.12 | 147.5 | 38.7 | 186.2 | 117 | 4.3 | 0.55 | 13.6 | 542.7 | 0.09 | 117.2 | 29.8 | 147 | 299 | 12.9 | 1.68 | 29 | 1331.9 | 0.14 | 299.9 | 68.7 | 368.6 | 496.5 | 32.5 | 4.56 | 38.9 | 1818.6 | 0.28 | 498.7 | 93.2 | 591.9 | 10888996.2 | 343.2 | 42.6 | 1309479.6 | 52192.7 | 8.5 | 10910863.5 | 2867149.9 | 13778013.4 | 0 | 20.65 | 16.97 | 0 | 37.63 | 22.57 | 19.52 | 0 | 42.09 | 74568420 | 25526106 | 5753831 | 0 | 0 | 0 | 1368673.6 | 0 | 0 | 4730348.5 | 24449646 | 0 | 105931.6 | 0 | 882993.1 | 16180358 | 300874.3 | 0 | 0 | 20795758 | 0 | 0 | 3172.6 | 0 | 0 | 2137.2 | 0 | 0 | 3363.4 | 7095.3 | 0 | 779.3 | 0 | 192 | 2132.9 | 2173.2 | 0 | 0 | 8723.8 | 0 | 0 | 16574.8 | 0 | 0 | 0 | 0 | 0 | 0 | 0
LA | 2040 | 114637850 | 8066641 | 0 | 1272252.7 | 123976745.5 | 110516832.1 | 91352723.6 | 81673336 | 33946148 | 0.0359 | 0.0539 | 0.183 | 85557.69 | 25262.3 | 0.73 | 0.8 | 111.9 | 3.5 | 0.43 | 13.8 | 538.6 | 0.09 | 112.2 | 29.9 | 142 | 88.4 | 3 | 0.38 | 10.8 | 418.2 | 0.08 | 88.6 | 23.3 | 112 | 275.9 | 14.6 | 1.97 | 24.4 | 1143.7 | 0.13 | 276.9 | 58.5 | 335.4 | 392.7 | 23.6 | 3.28 | 33.1 | 1508.7 | 0.23 | 394.3 | 78.2 | 472.4 | 8418466.4 | 262.3 | 32.5 | 1040344.2 | 40552.2 | 7.2 | 8435141.7 | 2250753.7 | 10685895.4 | 0 | 16.86 | 16.72 | 0 | 33.58 | 18.6 | 19.36 | 0 | 37.96 | 75953350 | 32624022 | 6844645 | 0 | 0 | 0 | 1044745.3 | 0 | 0 | 4872535.5 | 18390226 | 0 | 559158.4 | 0 | 759654.2 | 15515888 | 215016.1 | 0 | 0 | 24265302 | 3486184.5 | 0 | 3705.8 | 0 | 0 | 2137.2 | 0 | 0 | 3570.3 | 7095.3 | 0 | 3860.8 | 0 | 192 | 2132.9 | 2173.2 | 0 | 0 | 10390.9 | 0 | 1082.4 | 19642.3 | 0 | 0 | 0 | 0 | 0 | 0 | 0
LA | 2045 | 122390770 | 10679664 | 0 | 1228397.1 | 134298829.9 | 117991090.4 | 97768190.1 | 80619016 | 29898100 | 0.0359 | 0.0539 | 0.183 | 83695.66 | 27203 | 0.74 | 0.8 | 105.7 | 2.8 | 0.33 | 13.4 | 526.8 | 0.09 | 105.8 | 29.1 | 135 | 85.4 | 2.4 | 0.29 | 10.8 | 420.5 | 0.07 | 85.5 | 23.4 | 108.9 | 219 | 10.6 | 1.41 | 22 | 943.6 | 0.14 | 219.7 | 50.1 | 269.8 | 343.2 | 18.1 | 2.47 | 31.2 | 1404.3 | 0.19 | 344.4 | 73.1 | 417.5 | 8696496.7 | 226.1 | 26.5 | 1107453.3 | 43426.8 | 7.1 | 8710455.4 | 2403515.8 | 11113971.2 | 0 | 15.19 | 16.21 | 0 | 31.4 | 17.02 | 19.04 | 0 | 36.06 | 83294980 | 36530640 | 9089299 | 0 | 0 | 0 | 628185 | 0 | 0 | 4980213 | 20187700 | 0 | 684099.6 | 0 | 701575.5 | 15305821 | 167657.5 | 0 | 0 | 28110724 | 3439704 | 0 | 4710.6 | 0 | 0 | 2137.2 | 0 | 0 | 3758.8 | 7095.3 | 0 | 5177.7 | 0 | 192 | 2132.9 | 2028.9 | 0 | 0 | 12245.6 | 0 | 1084.5 | 26012.1 | 0 | 0 | 0 | 0 | 0 | 0 | 0
LA | 2050 | 129841940 | 7471657.5 | 0 | 1505518.9 | 138819105 | 125174407.5 | 93699348.5 | 97214504 | 38324972 | 0.0359 | 0.0539 | 0.183 | 82500.61 | 28935.7 | 0.66 | 0.75 | 153.3 | 5.5 | 0.7 | 15.7 | 717.2 | 0.07 | 153.6 | 37.1 | 190.7 | 114.2 | 4.2 | 0.54 | 11.8 | 531.4 | 0.05 | 114.4 | 27.6 | 142 | 196.1 | 9.1 | 1.2 | 21.1 | 860.9 | 0.15 | 196.7 | 46.8 | 243.5 | 349.3 | 17.4 | 2.34 | 32.1 | 1470.4 | 0.18 | 350.4 | 76 | 426.4 | 12071723.7 | 434.2 | 54.7 | 1239065.8 | 56540.8 | 5.4 | 12099599.3 | 2925460.3 | 15025059.5 | 0 | 15.51 | 16.24 | 0 | 31.75 | 17.11 | 18.59 | 0 | 35.7 | 79567620 | 45119756 | 6354202 | 0 | 0 | 0 | 2156211.5 | 0 | 0 | 5195300.5 | 23233900 | 0 | 2029281.2 | 0 | 658497.6 | 0 | 15765 | 0 | 0 | 32858720 | 7065736 | 0 | 3607.5 | 0 | 0 | 1881 | 0 | 0 | 4026.7 | 7095.3 | 0 | 12663.6 | 0 | 192 | 0 | 654.7 | 0 | 0 | 14477.5 | 0 | 2203.9 | 17715 | 0 | 0 | 0 | 0 | 0 | 0 | 0
MA | 2024 | 55693416 | 46046.8 | 2070882.8 | 226476.9 | 58036816.6 | 53691158.3 | 49044277.8 | 32382604 | 1813008.4 | 0.0359 | 0.054 | 0.135 | 10231.71 | 13505.7 | 0.48 | 0.67 | 212.8 | 4 | 0.4 | 27.3 | 1114 | 0.1 | 213 | 60.5 | 273.5 | 143.3 | 3.2 | 0.35 | 19.4 | 737 | 0.1 | 143.5 | 41.4 | 184.9 | 306.8 | 7.6 | 0.89 | 35.1 | 1515.1 | 0.16 | 307.3 | 80.3 | 387.6 | 631.8 | 36.8 | 5.18 | 53.9 | 2384.1 | 0.39 | 634.4 | 125 | 759.4 | 5766022.3 | 108.9 | 10.9 | 739093.8 | 30190.1 | 2.8 | 5772249.2 | 1639519.7 | 7411768.9 | 0 | 31.72 | 2.14 | 0 | 33.85 | 33.78 | 2.4 | 0 | 36.18 | 27333878 | 8992539 | 39734.8 | 1301168.5 | 0 | 0 | 0 | 0 | 0 | 3778043.2 | 14313766 | 0 | 17753.6 | 0 | 965337.5 | 0 | 9691.6 | 1693887 | 0 | 1761658.8 | 376101.1 | 3076736 | 54.8 | 275.2 | 0 | 0 | 0 | 0 | 2860.9 | 4826.5 | 0 | 961.6 | 0 | 266.8 | 0 | 1693.2 | 1768 | 0 | 941.3 | 800 | 122 | 109.6 | 17680 | 0 | 0 | 0.24 | 0 | 0.28 | 0
MA | 2026 | 56295692 | 46884.3 | 2090334.4 | 233246.6 | 58666157.4 | 54271790.9 | 46268015.1 | 31193274 | 4602044.5 | 0.0359 | 0.054 | 0.135 | 40866.94 | 13766 | 0.51 | 0.68 | 198.2 | 3.7 | 0.38 | 25.2 | 1037.2 | 0.1 | 198.4 | 56.2 | 254.5 | 136.4 | 2.8 | 0.3 | 18.5 | 708.8 | 0.09 | 136.5 | 39.7 | 176.2 | 262.5 | 5.8 | 0.66 | 30.5 | 1320 | 0.13 | 262.8 | 69.9 | 332.7 | 586.6 | 32 | 4.43 | 51.6 | 2317.3 | 0.33 | 588.8 | 120.7 | 709.5 | 6284935.8 | 118.7 | 11.9 | 799988.2 | 32895.2 | 3 | 6291726.8 | 1781088 | 8072814.8 | 0 | 28.68 | 8.37 | 0 | 37.06 | 30.61 | 9.4 | 0 | 40 | 31965600 | 12398142 | 40556.9 | 1301168.5 | 0 | 0 | 0 | 0 | 0 | 4069996.8 | 15515520 | 0 | 36236.1 | 0 | 964492.1 | 0 | 12244.3 | 1697240.2 | 0 | 1737082.4 | 374072.7 | 6216990.5 | 55.8 | 275.2 | 0 | 0 | 0 | 0 | 3110.3 | 4826.5 | 0 | 945.6 | 0 | 266.8 | 0 | 1677 | 1768 | 0 | 941.3 | 1604 | 122 | 113.4 | 17680 | 0 | 0 | 0.29 | 0 | 0.36 | 0
MA | 2028 | 57324704 | 858267.9 | 2450431.5 | 244066.8 | 60877469.8 | 55263818 | 41689994.3 | 28720410 | 7221357 | 0.0359 | 0.054 | 0.135 | 48205.5 | 14214.8 | 0.61 | 0.72 | 156.6 | 3 | 0.3 | 20 | 819.2 | 0.08 | 156.8 | 44.4 | 201.2 | 119.9 | 2.3 | 0.23 | 16.5 | 628.5 | 0.08 | 120 | 35.2 | 155.3 | 214.8 | 4.2 | 0.44 | 25.4 | 1110.9 | 0.1 | 215 | 58.5 | 273.5 | 530.1 | 25.6 | 3.5 | 49.9 | 2195.8 | 0.31 | 531.8 | 115.4 | 647.2 | 6112689.3 | 115.6 | 11.6 | 780244 | 31966.3 | 3 | 6119315.7 | 1733647.5 | 7852963.1 | 0 | 24.24 | 9.56 | 0 | 33.8 | 26.1 | 10.92 | 0 | 37.02 | 39316330 | 19187476 | 740294 | 1293466.6 | 0 | 0 | 0 | 0 | 0 | 4350095 | 15101877 | 0 | 24533.6 | 0 | 959618.8 | 0 | 21638.6 | 1987423.2 | 0 | 1712848 | 372055.6 | 12752477 | 573.2 | 275.2 | 0 | 0 | 0 | 0 | 3354 | 4826.5 | 0 | 940.7 | 0 | 266.8 | 0 | 1665.8 | 1768 | 0 | 941.3 | 3246 | 122 | 2183.3 | 17680 | 0 | 0 | 0.34 | 0 | 0.48 | 0
MA | 2030 | 58667456 | 1544172.4 | 2677282.2 | 200454.1 | 63089363.3 | 56558310 | 40193715.3 | 25980602 | 4781245 | 0.0359 | 0.054 | 0.135 | 68908.43 | 14813.7 | 0.68 | 0.74 | 128.1 | 2.4 | 0.24 | 16.5 | 670.6 | 0.06 | 128.3 | 36.5 | 164.8 | 108.8 | 2.1 | 0.21 | 14.9 | 569.9 | 0.07 | 108.9 | 31.9 | 140.8 | 179.9 | 3.6 | 0.37 | 21.3 | 926.9 | 0.09 | 180.1 | 48.9 | 229 | 498.1 | 23.1 | 3.11 | 47.5 | 2121.5 | 0.27 | 499.7 | 110.8 | 610.5 | 5317457.3 | 100.5 | 10.1 | 684757.9 | 27824.5 | 2.6 | 5323214.7 | 1514638.5 | 6837853.2 | 0 | 23.41 | 13.48 | 0 | 36.89 | 25.4 | 15.6 | 0 | 41 | 41851416 | 22895648 | 1305935.5 | 1272729 | 0 | 0 | 0 | 0 | 0 | 4709198.5 | 13219668 | 0 | 29033.7 | 0 | 950731.3 | 0 | 15681.6 | 2161989.8 | 0 | 1688952.2 | 370049.2 | 16127448 | 1051.8 | 275.2 | 0 | 0 | 0 | 0 | 3657.8 | 4718.6 | 0 | 933.1 | 0 | 266.8 | 0 | 1277.9 | 1768 | 0 | 941.3 | 4092 | 122 | 4097.8 | 17680 | 0 | 0 | 0.38 | 0 | 0.6 | 0
MA | 2035 | 62468396 | 3208805.5 | 2609243.2 | 178664.6 | 68465108.5 | 60222644.7 | 35529462.9 | 22194702 | 4045424.5 | 0.0359 | 0.0539 | 0.135 | 100931.19 | 16528.6 | 0.79 | 0.8 | 82.9 | 1.6 | 0.16 | 10.9 | 434 | 0.04 | 83 | 23.9 | 106.9 | 85.5 | 1.7 | 0.17 | 11.8 | 447.1 | 0.06 | 85.6 | 25.1 | 110.7 | 155.1 | 3.1 | 0.33 | 18.3 | 798.1 | 0.07 | 155.3 | 42.1 | 197.4 | 453.3 | 18.9 | 2.51 | 45.6 | 1991 | 0.26 | 454.6 | 105 | 559.5 | 4132331.7 | 78.2 | 7.9 | 543983.9 | 21623.1 | 2.1 | 4136816.1 | 1188919.7 | 5325735.8 | 0 | 21.79 | 19.99 | 0 | 41.78 | 23.84 | 23.61 | 0 | 47.45 | 50339124 | 32935644 | 2724942.8 | 1244882.6 | 0 | 0 | 0 | 0 | 0 | 5063979.5 | 10362648 | 0 | 33989.3 | 0 | 931575.2 | 0 | 16826 | 2088614.4 | 0 | 1630660.5 | 364976.1 | 25876030 | 2242 | 275.2 | 0 | 0 | 0 | 0 | 4032.1 | 4622.5 | 0 | 933.1 | 0 | 266.8 | 0 | 1147.3 | 1768 | 0 | 941.3 | 6492 | 122 | 8906.4 | 17680 | 0 | 0 | 0.42 | 0 | 0.65 | 0
MA | 2040 | 67011670 | 3636462.8 | 2551997.2 | 203210.3 | 73403342.8 | 64602610 | 40491566.8 | 25801892 | 2689815.5 | 0.0359 | 0.0539 | 0.135 | 99520.33 | 18350.2 | 0.8 | 0.8 | 81.3 | 1.5 | 0.15 | 10.6 | 425.5 | 0.04 | 81.4 | 23.3 | 104.7 | 85.1 | 1.6 | 0.17 | 11.6 | 445.4 | 0.06 | 85.2 | 24.8 | 110 | 138.9 | 2.8 | 0.29 | 16.4 | 716.3 | 0.06 | 139.1 | 37.7 | 176.8 | 434.1 | 14.4 | 1.83 | 46.9 | 2028.2 | 0.24 | 435.1 | 107.4 | 542.4 | 4045610.5 | 76.5 | 7.7 | 526953.3 | 21171.6 | 2 | 4049994.4 | 1158415 | 5208409.4 | 0 | 21.36 | 20.49 | 0 | 41.85 | 23.37 | 24.22 | 0 | 47.59 | 50292668 | 32911776 | 3106327.5 | 1127495.6 | 0 | 0 | 0 | 0 | 0 | 4953881.5 | 10123081 | 0 | 33247.2 | 0 | 930661.6 | 0 | 13524.4 | 2046555.6 | 0 | 2066638.2 | 363092.9 | 25528164 | 2416.3 | 260.3 | 0 | 0 | 0 | 0 | 4079.1 | 4317.4 | 0 | 929.5 | 0 | 266.8 | 0 | 1147.3 | 1768 | 0 | 1161.7 | 6492 | 119.7 | 10003.4 | 17680 | 0 | 0 | 0.47 | 0 | 0.7 | 0
MA | 2045 | 71292030 | 6142094.5 | 2332117 | 209449.2 | 79975690.5 | 68729047.9 | 46654250.9 | 27307792 | 2461053.2 | 0.0359 | 0.0539 | 0.135 | 97858.58 | 19814 | 0.77 | 0.77 | 92.2 | 1.7 | 0.17 | 11.8 | 483 | 0.04 | 92.3 | 26.2 | 118.5 | 97.3 | 1.9 | 0.19 | 13 | 509.8 | 0.06 | 97.4 | 28.2 | 125.6 | 119.7 | 2.4 | 0.24 | 14.1 | 619.6 | 0.06 | 119.9 | 32.6 | 152.5 | 446.7 | 13.5 | 1.67 | 49.3 | 2135.7 | 0.24 | 447.5 | 113 | 560.5 | 5030037.9 | 94.9 | 9.5 | 643863 | 26346.9 | 2.4 | 5035461.9 | 1429663.5 | 6465125.4 | 0 | 21.22 | 19.96 | 0 | 41.18 | 23.25 | 24.19 | 0 | 47.44 | 55123916 | 33321440 | 5231727.5 | 1146800.5 | 0 | 0 | 0 | 0 | 0 | 4924939.5 | 12584382 | 0 | 13587 | 0 | 942161.2 | 0 | 4738.2 | 1879080.4 | 0 | 2763527.5 | 447107.9 | 25185864 | 4096.6 | 260.3 | 0 | 0 | 0 | 0 | 4181.8 | 4166 | 0 | 1172.8 | 0 | 266.8 | 0 | 587.3 | 1768 | 0 | 1404.8 | 6492 | 124.4 | 17260 | 17680 | 0 | 0 | 0.51 | 0 | 0.75 | 0
MA | 2050 | 75696776 | 6567896.5 | 2688919.5 | 213170.1 | 85166762 | 72975322.8 | 49157792 | 30061574 | 2816350.8 | 0.0359 | 0.0539 | 0.135 | 96499.54 | 21024 | 0.79 | 0.79 | 84.5 | 1.6 | 0.16 | 10.8 | 442.5 | 0.04 | 84.6 | 24 | 108.6 | 91.9 | 1.7 | 0.17 | 12.2 | 482.2 | 0.06 | 92 | 26.6 | 118.6 | 110.9 | 2.1 | 0.22 | 13.1 | 575.2 | 0.05 | 111 | 30.3 | 141.3 | 440.4 | 12 | 1.42 | 49.5 | 2166.8 | 0.22 | 441.1 | 114.1 | 555.2 | 4844875.4 | 91.4 | 9.2 | 620991.1 | 25376.9 | 2.3 | 4850100.5 | 1377860.6 | 6227961 | 0 | 21.07 | 19.43 | 0 | 40.49 | 23.22 | 23.6 | 0 | 46.82 | 57853930 | 36008970 | 5603826.5 | 1114652.8 | 0 | 0 | 0 | 0 | 0 | 4957492.5 | 12007853 | 0 | 54746.1 | 0 | 918092.7 | 0 | 4970.6 | 2140811.2 | 0 | 5778862 | 425219.9 | 24847396 | 4165.4 | 260.3 | 0 | 0 | 0 | 0 | 4328.4 | 3373.1 | 0 | 2430 | 0 | 266.8 | 0 | 587.3 | 1768 | 0 | 2572.8 | 6492 | 117.1 | 17534.8 | 17680 | 0 | 0 | 0.56 | 0 | 0.8 | 0
MD | 2024 | 80840400 | 6402.4 | 0 | 554215 | 81401019.3 | 77934001.7 | 62045318.1 | 46904550 | 18292702 | 0.0359 | 0.054 | 0.146 | 11127.8 | 19077.9 | 0.68 | 0.56 | 131.7 | 4.7 | 0.59 | 16.4 | 623.2 | 0.12 | 132 | 35 | 167 | 226.1 | 12.3 | 1.67 | 22.2 | 930.6 | 0.16 | 226.9 | 50 | 276.9 | 342.2 | 21.1 | 2.96 | 27.7 | 1280.1 | 0.19 | 343.7 | 65.9 | 409.6 | 743.9 | 55.2 | 7.93 | 52.6 | 2433.2 | 0.46 | 747.7 | 125.3 | 873 | 6885815.6 | 246.4 | 31.1 | 858851.4 | 32561.1 | 6.1 | 6901643.7 | 1830824.7 | 8732468.4 | 0 | 32.44 | 2.42 | 0.25 | 35.11 | 34.36 | 2.62 | 0.26 | 37.23 | 52560800 | 19355702 | 5521.7 | 585713 | 0 | 0 | 988518.2 | 0 | 0 | 1980430.2 | 15714440 | 0 | 22570.4 | 0 | 2073820 | 13780397 | 34118.9 | 0 | 0 | 15886600 | 612234.9 | 876435.8 | 7 | 130.8 | 0 | 1758 | 0 | 0 | 1394.7 | 2696.4 | 0 | 1720.9 | 0 | 590 | 1725.8 | 1903.8 | 0 | 0 | 7620.5 | 248 | 190 | 14 | 0 | 0 | 0.7 | 0.36 | 0 | 0 | 0
MD | 2026 | 81311260 | 344407 | 0 | 586228.2 | 82241901.8 | 78387936 | 56261742.7 | 45728120 | 22488208 | 0.0359 | 0.054 | 0.146 | 45352.81 | 19260.5 | 0.73 | 0.61 | 109.9 | 3.6 | 0.45 | 14.1 | 529.5 | 0.1 | 110.1 | 29.9 | 140.1 | 190.8 | 9.4 | 1.25 | 19.9 | 818 | 0.14 | 191.4 | 44.4 | 235.7 | 284.4 | 13.9 | 1.89 | 26.2 | 1190.2 | 0.15 | 285.3 | 61.7 | 347 | 700.6 | 51 | 7.27 | 49.8 | 2368.1 | 0.4 | 704.1 | 120.5 | 824.6 | 6428436.4 | 213.5 | 26.5 | 825981.3 | 30957.4 | 5.8 | 6442022.8 | 1750101.6 | 8192124.4 | 0 | 30.45 | 9.81 | 0.5 | 40.76 | 32.29 | 10.65 | 0.52 | 43.46 | 58829336 | 25980160 | 295042.8 | 583290.2 | 0 | 0 | 783281.1 | 0 | 0 | 2430506 | 15109373 | 0 | 23657.8 | 0 | 2262881.8 | 13765885 | 25770.8 | 0 | 0 | 15664958 | 608933.3 | 7275761.5 | 366.8 | 130.8 | 0 | 1758 | 0 | 0 | 1718.6 | 2696.4 | 0 | 1720.9 | 0 | 643 | 1725.8 | 1903.8 | 0 | 0 | 7620.5 | 2022 | 190 | 733.6 | 0 | 0 | 1.3 | 0.42 | 0 | 0 | 0
MD | 2028 | 82242330 | 357298.4 | 0 | 632794 | 83232421.7 | 79285528.7 | 57219715 | 48883710 | 23166238 | 0.0359 | 0.054 | 0.146 | 59486.31 | 19613.3 | 0.75 | 0.63 | 95.4 | 2.3 | 0.26 | 13.4 | 487 | 0.09 | 95.5 | 27.9 | 123.5 | 168.7 | 7 | 0.91 | 19.1 | 763.4 | 0.13 | 169.1 | 41.9 | 211 | 213.2 | 5 | 0.56 | 24.5 | 1077.7 | 0.1 | 213.5 | 56.6 | 270.1 | 634.1 | 42.9 | 6.07 | 48.4 | 2245.3 | 0.37 | 637 | 115.4 | 752.4 | 5432607 | 132.6 | 15 | 763404.2 | 27730.1 | 5.3 | 5440643.3 | 1591214.7 | 7031858 | 0 | 27.21 | 12.87 | 0.33 | 40.41 | 28.85 | 13.95 | 0.35 | 43.15 | 57336556 | 26012706 | 307171.4 | 575516.2 | 0 | 0 | 253568 | 0 | 0 | 2724103 | 14226957 | 0 | 15448.6 | 0 | 2243431.8 | 13680773 | 20982.8 | 0 | 0 | 15446426 | 605649.6 | 7236528 | 367.3 | 130.8 | 0 | 1758 | 0 | 0 | 1940.6 | 2696.4 | 0 | 1720.9 | 0 | 643 | 1725.8 | 1891.4 | 0 | 0 | 7620.5 | 2022 | 190 | 735.1 | 0 | 0 | 0.8 | 0.48 | 0 | 0 | 0
MD | 2030 | 83572790 | 357284.4 | 0 | 650556.8 | 84580629.5 | 80568163.8 | 58315343.8 | 50758416 | 22868572 | 0.0359 | 0.054 | 0.146 | 72074.43 | 20114.5 | 0.76 | 0.65 | 88.8 | 1.9 | 0.21 | 12.9 | 461 | 0.09 | 89 | 26.6 | 115.6 | 159.8 | 6.7 | 0.87 | 18.2 | 724.1 | 0.13 | 160.2 | 39.8 | 200 | 205.1 | 6.6 | 0.82 | 21.8 | 980.2 | 0.1 | 205.5 | 51.1 | 256.6 | 588.4 | 39.1 | 5.49 | 45.3 | 2141.5 | 0.32 | 591.1 | 109.2 | 700.2 | 4983443.7 | 109.4 | 11.8 | 722023.4 | 25858.1 | 5.1 | 4989931.1 | 1493980.4 | 6483911.5 | 0 | 26.13 | 15.64 | 0.58 | 42.35 | 27.71 | 16.93 | 0.61 | 45.25 | 56505740 | 26265286 | 306872.4 | 565183 | 0 | 0 | 129408.3 | 0 | 0 | 3233408 | 13459074 | 0 | 15098.6 | 0 | 2202277 | 13546498 | 16047.5 | 0 | 0 | 15231994 | 602383.4 | 7197501.5 | 368.7 | 130.8 | 0 | 1758 | 0 | 0 | 2311.7 | 2696.4 | 0 | 1720.9 | 0 | 643 | 1725.8 | 1772.9 | 0 | 0 | 7621 | 2022 | 190 | 740.9 | 0 | 0 | 1.2 | 0.55 | 0 | 0 | 0
MD | 2035 | 87390250 | 672534.8 | 0 | 837878.6 | 88900660.2 | 84248407.8 | 62138412.3 | 61291510 | 28021876 | 0.0359 | 0.054 | 0.146 | 96991.79 | 21566.5 | 0.78 | 0.71 | 78.7 | 1.6 | 0.16 | 11.9 | 414.5 | 0.09 | 78.8 | 24.2 | 103 | 127.9 | 5 | 0.64 | 15.2 | 592.3 | 0.11 | 128.2 | 32.8 | 161.1 | 213.1 | 9.4 | 1.23 | 20.4 | 940.4 | 0.1 | 213.7 | 48.5 | 262.2 | 543.7 | 34.5 | 4.84 | 43.5 | 2021.2 | 0.3 | 546.1 | 103.8 | 649.9 | 4323603.1 | 85.5 | 8.8 | 652435.9 | 22779.9 | 4.7 | 4328553.6 | 1332573.5 | 5661127.1 | 0 | 23.95 | 21.17 | 0 | 45.12 | 25.43 | 23.02 | 0 | 48.45 | 55424744 | 26762248 | 566296.3 | 546741 | 0 | 0 | 32523.5 | 0 | 0 | 3742359.2 | 11933199 | 0 | 12071.1 | 0 | 2123020.8 | 13437373 | 11267.8 | 0 | 0 | 15324733 | 594294.8 | 7100861 | 571.5 | 130.8 | 0 | 1758 | 0 | 0 | 2732.3 | 2696.4 | 0 | 1720.9 | 0 | 643 | 1725.8 | 1765.3 | 0 | 0 | 7885.3 | 2022 | 190 | 1566 | 0 | 0 | 0 | 0.57 | 0 | 0 | 0
MD | 2040 | 92185690 | 1836419.2 | 0 | 966324.6 | 94988431.7 | 88871472 | 69138531.6 | 73221500 | 32376294 | 0.0359 | 0.0539 | 0.146 | 96008.48 | 23206 | 0.8 | 0.74 | 71.6 | 1.4 | 0.14 | 11.1 | 379.2 | 0.08 | 71.7 | 22.4 | 94.1 | 110.8 | 3.5 | 0.43 | 14 | 537.8 | 0.09 | 111.1 | 30.1 | 141.1 | 222.6 | 10.6 | 1.41 | 20.6 | 958.9 | 0.1 | 223.3 | 49.2 | 272.5 | 491.9 | 28.1 | 3.88 | 42.3 | 1937.4 | 0.27 | 493.8 | 100.1 | 593.9 | 3824770.9 | 73.1 | 7.4 | 593401.1 | 20250.1 | 4.5 | 3828973.9 | 1198080.5 | 5027054.4 | 0 | 22 | 21.18 | 0 | 43.18 | 23.5 | 23.35 | 0 | 46.85 | 53906260 | 25849900 | 1578568.1 | 520447.6 | 0 | 0 | 6208 | 0 | 0 | 3626082 | 10649776 | 0 | 8170 | 0 | 2018448.4 | 13259903 | 14838.2 | 0 | 0 | 14849310 | 368995.7 | 7005512 | 1247.5 | 130.8 | 0 | 1758 | 0 | 0 | 2741.1 | 2696.4 | 0 | 1720.9 | 0 | 643 | 1725.8 | 1752.7 | 0 | 0 | 7907.4 | 2022 | 120 | 4269.9 | 0 | 0 | 0 | 0.57 | 0 | 0 | 0
MD | 2045 | 96246904 | 5093209 | 0 | 1039948.2 | 102380063.3 | 92786686.3 | 77462337.4 | 79892056 | 34197470 | 0.0359 | 0.0539 | 0.146 | 96420.43 | 24483.4 | 0.8 | 0.74 | 73.7 | 1.4 | 0.14 | 11.2 | 390.8 | 0.08 | 73.8 | 22.9 | 96.7 | 108.5 | 3.1 | 0.37 | 13.9 | 537 | 0.09 | 108.7 | 30 | 138.7 | 221.4 | 8.5 | 1.09 | 22.4 | 1017.5 | 0.1 | 222 | 52.7 | 274.7 | 481.6 | 26.3 | 3.6 | 44.2 | 1943.8 | 0.26 | 483.3 | 102.2 | 585.5 | 4114661.6 | 78.1 | 7.9 | 628090.1 | 21813.6 | 4.6 | 4119133.3 | 1279392.6 | 5398525.9 | 0 | 21.72 | 20.52 | 0 | 42.25 | 23.46 | 23.38 | 0 | 46.84 | 56436620 | 24917726 | 4358557.5 | 525072 | 0 | 0 | 4459.3 | 0 | 0 | 3539628.8 | 11021201 | 0 | 244122.6 | 0 | 2040296 | 13322346 | 2840.8 | 0 | 0 | 14264893 | 201759.6 | 6911445.5 | 3104.8 | 130.8 | 0 | 1453 | 0 | 0 | 2767.4 | 2696.4 | 0 | 3660.3 | 0 | 643 | 1725.8 | 1748.1 | 0 | 0 | 7858.2 | 2022 | 58.5 | 12419 | 0 | 0 | 0 | 0.57 | 0 | 0 | 0
MD | 2050 | 100064280 | 5583132 | 0 | 1043610.7 | 106691022.2 | 96466788 | 81479210.6 | 81173710 | 33555164 | 0.0359 | 0.0539 | 0.146 | 94822.5 | 25546.3 | 0.78 | 0.72 | 83.1 | 1.6 | 0.16 | 12.2 | 439.5 | 0.08 | 83.2 | 25.4 | 108.5 | 117.2 | 2.6 | 0.29 | 15.4 | 603.3 | 0.09 | 117.4 | 33.4 | 150.8 | 217 | 6.6 | 0.8 | 23.6 | 1052.5 | 0.1 | 217.4 | 55 | 272.4 | 487.5 | 22.6 | 3.02 | 46.9 | 2105.1 | 0.25 | 489 | 109.7 | 598.7 | 4832925.5 | 91.9 | 9.2 | 712275.9 | 25566.8 | 4.9 | 4838188.2 | 1475506 | 6313694.3 | 0 | 22.5 | 20.2 | 0.74 | 43.45 | 24.37 | 23.09 | 0.8 | 48.26 | 58813644 | 25211812 | 4735272.5 | 522660.1 | 0 | 0 | 7461.3 | 0 | 0 | 3529763.2 | 12349960 | 0 | 688968.6 | 0 | 2030279 | 13267221 | 8.5 | 0 | 0 | 14754336 | 109066.2 | 6818646.5 | 3415.7 | 130.8 | 0 | 1453 | 0 | 0 | 2843.6 | 2696.4 | 0 | 4877.9 | 0 | 643 | 1725.8 | 600.9 | 0 | 0 | 8164.3 | 2022 | 28.5 | 13781.6 | 0 | 0 | 1.8 | 0.57 | 0 | 0 | 0
ME | 2024 | 13774682 | 51443.9 | 0 | 17850.8 | 13843976.1 | 13279382.9 | 9689891.4 | 2606175.5 | 291928.4 | 0.036 | 0.054 | 0.135 | 9933.05 | 1976.4 | 0.92 | 0.93 | 34.1 | 0.6 | 0.06 | 10.9 | 186.4 | 0.05 | 34.1 | 16.4 | 50.6 | 32 | 0.9 | 0.1 | 10.7 | 169.2 | 0.06 | 32.1 | 15.8 | 47.8 | 223.7 | 5.5 | 0.65 | 25.5 | 1104.5 | 0.11 | 224 | 58.5 | 282.5 | 615.5 | 35.4 | 4.97 | 52.8 | 2353 | 0.36 | 618 | 123 | 740.9 | 392938.3 | 7.4 | 0.7 | 124781.8 | 2148.4 | 0.5 | 393361.2 | 188949.5 | 582310.8 | 0 | 31.33 | 1.6 | 0 | 32.93 | 33.17 | 1.71 | 0 | 34.88 | 11526879 | 4154084.8 | 44138.2 | 1726818.2 | 0 | 1209990.5 | 0 | 0 | 0 | 154339.2 | 935841.9 | 0 | 0 | 0 | 3455981.5 | 0 | 23.8 | 0 | 0 | 724163.6 | 3229017 | 46564.7 | 61.3 | 240 | 0 | 0 | 0 | 0 | 116.4 | 1282.8 | 0 | 178 | 0 | 728 | 0 | 24 | 0 | 0 | 391.5 | 12 | 1009.5 | 122.6 | 0 | 0 | 0 | 0.49 | 0 | 0 | 0
ME | 2026 | 13873704 | 49912.4 | 0 | 17074.9 | 13940691.5 | 13374845.7 | 9762203.6 | 2416579.2 | 354452 | 0.036 | 0.054 | 0.135 | 40126.13 | 2010.2 | 0.9 | 0.91 | 42.7 | 0.8 | 0.08 | 11.7 | 231 | 0.05 | 42.7 | 18.6 | 61.3 | 38.4 | 0.8 | 0.09 | 11.4 | 206.9 | 0.06 | 38.4 | 17.6 | 56.1 | 185.6 | 4.1 | 0.47 | 21.6 | 933 | 0.09 | 185.9 | 49.4 | 235.3 | 570.5 | 30.5 | 4.2 | 50.7 | 2288.3 | 0.31 | 572.5 | 118.9 | 691.5 | 506552 | 9.5 | 1 | 138203.8 | 2742.6 | 0.6 | 507097.2 | 220089.9 | 727187.1 | 0 | 28.34 | 6.48 | 0 | 34.82 | 30.01 | 6.94 | 0 | 36.95 | 11873902 | 4178487.5 | 42667.5 | 1726818.2 | 0 | 1266710.1 | 0 | 0 | 0 | 206525.6 | 1205355.8 | 0 | 0 | 0 | 3453850.8 | 0 | 11.9 | 0 | 0 | 714060.8 | 3211588 | 46313.6 | 61.3 | 240 | 0 | 0 | 0 | 0 | 156.1 | 1282.8 | 0 | 178 | 0 | 728 | 0 | 24 | 0 | 0 | 391.5 | 12 | 1009.5 | 122.6 | 0 | 0 | 0 | 0.58 | 0 | 0 | 0
ME | 2028 | 14396341 | 47447.1 | 0 | 18815.3 | 14462602.9 | 13878693.3 | 10246270.4 | 2794423.8 | 256544.9 | 0.036 | 0.054 | 0.135 | 47331.65 | 2066 | 0.89 | 0.91 | 46 | 0.9 | 0.09 | 12 | 248.2 | 0.05 | 46 | 19.4 | 65.5 | 40.1 | 0.8 | 0.08 | 11.7 | 219.1 | 0.06 | 40.2 | 18.2 | 58.4 | 145.3 | 2.8 | 0.29 | 17.2 | 752.1 | 0.07 | 145.5 | 39.6 | 185.1 | 510.9 | 23.6 | 3.19 | 49 | 2165.6 | 0.29 | 512.5 | 113.7 | 626.2 | 547654.2 | 10.3 | 1 | 142967.9 | 2957.3 | 0.6 | 548243.6 | 231259.1 | 779502.7 | 0 | 24.11 | 7.65 | 0 | 31.76 | 25.53 | 8.19 | 0 | 33.72 | 11916413 | 4216332.5 | 40123.5 | 1725303.4 | 0 | 1190421 | 0 | 0 | 0 | 271884.7 | 1302798.4 | 0 | 0 | 0 | 3441410.5 | 0 | 23.8 | 0 | 0 | 704099 | 3194285 | 46063.9 | 61.4 | 240 | 0 | 0 | 0 | 0 | 205.9 | 1282.8 | 0 | 178 | 0 | 728 | 0 | 24 | 0 | 0 | 391.5 | 12 | 1009.5 | 123.2 | 0 | 0 | 0 | 0.64 | 0 | 0 | 0
ME | 2030 | 14451133 | 428720.8 | 0 | 17776.9 | 14897629.6 | 13931516.8 | 9980654.4 | 2500781.5 | 386443.6 | 0.036 | 0.054 | 0.135 | 67659.3 | 2163.9 | 0.93 | 0.94 | 28.3 | 0.5 | 0.05 | 9.5 | 155.6 | 0.04 | 28.4 | 14.1 | 42.5 | 26.1 | 0.5 | 0.05 | 9.7 | 145.2 | 0.05 | 26.1 | 14.1 | 40.2 | 128.4 | 2.5 | 0.27 | 15.2 | 662 | 0.06 | 128.6 | 34.9 | 163.5 | 470.2 | 20.5 | 2.72 | 46.6 | 2055.1 | 0.25 | 471.6 | 107.9 | 579.5 | 362313.7 | 6.8 | 0.7 | 120967.7 | 1987.7 | 0.5 | 362704 | 180342.9 | 543046.8 | 0 | 23.21 | 10.86 | 0 | 34.07 | 24.77 | 11.94 | 0 | 36.71 | 12780864 | 4916975 | 362029.4 | 1721537.2 | 0 | 1436342.8 | 0 | 0 | 0 | 351875.6 | 861901 | 0 | 0 | 0 | 3481947.2 | 0 | 130.9 | 0 | 0 | 750802.8 | 3177058 | 637238.7 | 361.1 | 240 | 0 | 0 | 0 | 0 | 267.1 | 1282.8 | 0 | 178 | 0 | 743 | 0 | 24 | 0 | 0 | 419.7 | 156 | 1009.5 | 1160.2 | 0 | 0 | 0 | 0.72 | 0 | 0 | 0
ME | 2035 | 15151562 | 417628.4 | 0 | 27433.5 | 15596623.1 | 14606770 | 10583127.7 | 4351537 | 95002.6 | 0.0359 | 0.054 | 0.135 | 93525.82 | 2462.2 | 0.95 | 0.95 | 22 | 0.4 | 0.04 | 4.1 | 116.7 | 0.02 | 22 | 7.6 | 29.6 | 20.1 | 0.4 | 0.04 | 5.1 | 109.8 | 0.04 | 20.1 | 8.3 | 28.5 | 122.5 | 2.5 | 0.26 | 14.5 | 630.8 | 0.06 | 122.7 | 33.3 | 156 | 439.9 | 17.9 | 2.36 | 44.7 | 1953 | 0.25 | 441.1 | 103 | 544.1 | 249124.7 | 4.7 | 0.5 | 46496.7 | 1322 | 0.2 | 249393.6 | 85944.3 | 335337.9 | 0 | 21.91 | 15.86 | 0 | 37.77 | 23.36 | 17.44 | 0 | 40.8 | 11325909 | 5013495.5 | 357696 | 452692.6 | 0 | 1471432.9 | 0 | 0 | 0 | 525666 | 587090.7 | 0 | 3554.5 | 0 | 3439589.5 | 0 | 357 | 0 | 0 | 724852.5 | 3134389.5 | 628587.2 | 320.4 | 68.3 | 0 | 0 | 0 | 0 | 402.9 | 1282.8 | 0 | 278.6 | 0 | 743 | 0 | 24 | 0 | 0 | 419.7 | 156 | 1009.5 | 1080.3 | 0 | 0 | 0 | 0.72 | 0 | 0 | 0
ME | 2040 | 16152814 | 587062.1 | 0 | 34159.9 | 16774035.7 | 15572024.8 | 11729607.9 | 5463635 | 69284.7 | 0.0359 | 0.054 | 0.135 | 92246.33 | 2773 | 0.94 | 0.95 | 25.2 | 0.5 | 0.05 | 3.6 | 132.3 | 0.01 | 25.2 | 7.5 | 32.7 | 24.1 | 0.5 | 0.05 | 4.9 | 130.1 | 0.04 | 24.1 | 8.8 | 32.9 | 128.2 | 2.6 | 0.27 | 15.1 | 661.3 | 0.06 | 128.4 | 34.9 | 163.2 | 423.3 | 13.7 | 1.72 | 46.2 | 1993.7 | 0.23 | 424.1 | 105.6 | 529.8 | 286006.1 | 5.4 | 0.5 | 40318.5 | 1503.2 | 0.2 | 286314 | 85156 | 371470 | 0 | 21.47 | 16.23 | 0 | 37.7 | 22.96 | 18.03 | 0 | 40.99 | 11358144 | 5044428 | 502247.2 | 171290.1 | 0 | 1529960.1 | 0 | 0 | 0 | 636389.6 | 671375.7 | 0 | 6614.8 | 0 | 3432180.5 | 0 | 47.6 | 0 | 0 | 699835.2 | 3087962.2 | 620240.8 | 383.6 | 30.3 | 0 | 0 | 0 | 0 | 497.1 | 1282.8 | 0 | 278.6 | 0 | 743 | 0 | 24 | 0 | 0 | 419.7 | 156 | 918 | 1539.1 | 0 | 0 | 0 | 0.72 | 0 | 0 | 0
ME | 2045 | 17108314 | 424831.8 | 0 | 31061.7 | 17564207.2 | 16493155.2 | 11435730.7 | 4837995 | 192413.4 | 0.0359 | 0.054 | 0.135 | 91899.26 | 3018.2 | 0.9 | 0.92 | 40.6 | 0.8 | 0.08 | 5.3 | 212.9 | 0.02 | 40.6 | 11.7 | 52.3 | 37.3 | 0.7 | 0.07 | 6.1 | 198.5 | 0.04 | 37.4 | 12 | 49.4 | 132.2 | 2.6 | 0.27 | 15.6 | 684.4 | 0.06 | 132.3 | 36 | 168.3 | 437.4 | 13 | 1.61 | 48.6 | 2099.2 | 0.23 | 438.2 | 111.2 | 549.5 | 523652.9 | 9.9 | 1 | 68454.4 | 2746 | 0.3 | 524216.5 | 150355.5 | 674572 | 0 | 21.47 | 16.69 | 0 | 38.16 | 22.87 | 18.34 | 0 | 41.21 | 12898346 | 6128476.5 | 358483.2 | 174383.6 | 0 | 1533334.5 | 0 | 0 | 0 | 736040 | 1241244.5 | 0 | 2272.6 | 0 | 3460127.5 | 0 | 23.8 | 0 | 0 | 1178978.9 | 3601544.8 | 611912.7 | 216.9 | 30.3 | 0 | 0 | 0 | 0 | 585.9 | 1282.8 | 0 | 362.5 | 0 | 743 | 0 | 24 | 0 | 0 | 657.8 | 156 | 1009.5 | 1381.8 | 0 | 0 | 0 | 0.72 | 0 | 0 | 0
ME | 2050 | 18096518 | 1089293.1 | 0 | 23686.8 | 19209498.9 | 17445791.5 | 9860587.3 | 2967681 | 875567.1 | 0.0359 | 0.054 | 0.135 | 88873.77 | 3215.6 | 0.9 | 0.9 | 42.8 | 0.8 | 0.08 | 5.4 | 224 | 0.02 | 42.8 | 12.1 | 54.9 | 42.3 | 0.8 | 0.08 | 6 | 222.9 | 0.03 | 42.3 | 12.7 | 55 | 135.1 | 2.6 | 0.27 | 16 | 701.2 | 0.06 | 135.2 | 36.9 | 172.1 | 422.5 | 11.2 | 1.31 | 48.3 | 2091.5 | 0.21 | 423.2 | 110.7 | 533.9 | 731662.7 | 13.8 | 1.4 | 92839.3 | 3833.5 | 0.3 | 732450.1 | 207173.3 | 939623.4 | 0 | 21.07 | 15.58 | 0 | 36.65 | 22.71 | 17.71 | 0 | 40.43 | 17113828 | 9348912 | 924341.2 | 168993.1 | 0 | 1532456.4 | 0 | 0 | 0 | 815297.6 | 1731983.6 | 0 | 4907.2 | 0 | 3402234.5 | 0 | 0 | 0 | 0 | 2249455 | 5681699 | 602460.2 | 651.4 | 30.3 | 0 | 0 | 0 | 0 | 665.6 | 1282.8 | 0 | 362.5 | 0 | 743 | 0 | 24 | 0 | 0 | 1157 | 156 | 1418.6 | 3119.7 | 0 | 0 | 0 | 0.72 | 0 | 0 | 0
MI | 2024 | 108993980 | 806.2 | 1502663 | 334070.6 | 110831522.4 | 105076180.9 | 97610462.9 | 21746790 | 26307906 | 0.0359 | 0.0539 | 0.1797 | 24592.92 | 26791.7 | 0.4 | 0.39 | 442.1 | 38.1 | 5.48 | 28.3 | 1338.3 | 0.29 | 444.8 | 68.3 | 513 | 470.2 | 41.1 | 5.9 | 29.5 | 1407.3 | 0.3 | 473.1 | 71.6 | 544.6 | 343.9 | 8.8 | 1.02 | 38.8 | 1711.3 | 0.16 | 344.4 | 89.8 | 434.2 | 793.5 | 63 | 9.1 | 52.3 | 2463.1 | 0.49 | 797.9 | 125.8 | 923.8 | 50731005.1 | 4375.6 | 628 | 3250612.2 | 153592.8 | 32.8 | 51032853.1 | 7836623.1 | 58869476.2 | 0 | 31.56 | 5.53 | 0 | 37.09 | 33.5 | 6.08 | 0 | 39.57 | 115437270 | 13221059 | 678.8 | 2048942.8 | 0 | 1680363.8 | 33172444 | 0 | 0 | 297623 | 32590598 | 0 | 2175620.8 | 0 | 1116696.8 | 26501848 | 1714965.2 | 1214052.9 | 0 | 2450471 | 10472965 | 0 | 1 | 333.3 | 0 | 5982.5 | 0 | 0 | 218.6 | 6810.4 | 0 | 4145 | 0 | 279.6 | 3318 | 2411.4 | 2235 | 0 | 1165.5 | 0 | 3240.6 | 2 | 22350 | 0 | 0 | 0.13 | 0 | 0 | 0
MI | 2026 | 110893464 | 34114.7 | 2116488 | 311525.1 | 113355603.8 | 106907396.8 | 99946553.8 | 18634148 | 26340080 | 0.0359 | 0.0539 | 0.1797 | 50241.84 | 27353.5 | 0.37 | 0.37 | 365.7 | 25.4 | 3.58 | 29.3 | 1304.4 | 0.24 | 367.5 | 68.2 | 435.7 | 392.5 | 27.9 | 3.94 | 30.7 | 1380.2 | 0.25 | 394.4 | 71.9 | 466.3 | 332.8 | 8 | 0.9 | 37.9 | 1675.7 | 0.15 | 333.3 | 87.9 | 421.2 | 749.7 | 59 | 8.46 | 49.4 | 2389.6 | 0.43 | 753.8 | 120.7 | 874.5 | 44027173.1 | 3060.4 | 430.9 | 3524972.7 | 157073.6 | 28.5 | 44236009.2 | 8213535.9 | 52449545.1 | 0 | 29.7 | 11.27 | 0 | 40.97 | 31.57 | 12.45 | 0 | 44.02 | 121144936 | 13409050 | 28712.3 | 2048806.4 | 0 | 586552.7 | 21679692 | 0 | 0 | 574810.3 | 51384716 | 0 | 1310463.8 | 0 | 1116342.1 | 26494382 | 1349593.2 | 1736614.4 | 0 | 2417753 | 10416487 | 0 | 43 | 333.3 | 0 | 4437 | 0 | 0 | 421.7 | 9690.8 | 0 | 4090 | 0 | 279.6 | 3318 | 2391.9 | 2235 | 0 | 1166.2 | 0 | 3240.6 | 86.7 | 22350 | 0 | 0 | 0.13 | 0 | 0 | 0
MI | 2028 | 113399100 | 178639.7 | 2928642.8 | 403293.6 | 116909679.6 | 109322968.1 | 102577502.3 | 23330534 | 30576224 | 0.0359 | 0.0539 | 0.1797 | 61113.1 | 27739.9 | 0.4 | 0.41 | 320.8 | 19.6 | 2.72 | 28.4 | 1230.6 | 0.21 | 322.1 | 65.1 | 387.3 | 333.5 | 20.7 | 2.88 | 29.2 | 1268.5 | 0.22 | 334.9 | 67.1 | 401.9 | 325.4 | 6.2 | 0.62 | 38.4 | 1699.1 | 0.14 | 325.8 | 89.1 | 414.9 | 667.4 | 48.6 | 6.93 | 47.8 | 2252.1 | 0.39 | 670.8 | 115 | 785.8 | 39590182.2 | 2412.1 | 335.2 | 3508981.2 | 151945.2 | 26 | 39753559.6 | 8044050.5 | 47797610.1 | 0 | 26.05 | 13.29 | 0 | 39.35 | 27.83 | 14.79 | 0 | 42.62 | 124276660 | 14332178 | 151853.9 | 2040278.4 | 0 | 3221663.8 | 16185565 | 0 | 0 | 1137355.2 | 56054056 | 0 | 1140650.5 | 0 | 1073474.8 | 26386752 | 1268740.6 | 2421449.8 | 0 | 2524978 | 10669844 | 0 | 135.1 | 333.3 | 0 | 4437 | 0 | 0 | 833.7 | 10672.9 | 0 | 4064 | 0 | 279.6 | 3318 | 2391.9 | 2235 | 0 | 1229.7 | 0 | 3316.1 | 436.3 | 22350 | 0 | 0 | 0.13 | 0 | 0 | 0
MI | 2030 | 116321940 | 975566.8 | 2779089 | 484254.3 | 120560840.2 | 112140750 | 102188002.2 | 31273004 | 32337540 | 0.0359 | 0.0539 | 0.1797 | 74695.41 | 28848.9 | 0.44 | 0.46 | 269 | 14 | 1.9 | 26.3 | 1116.7 | 0.18 | 270 | 59.6 | 329.6 | 269.8 | 14.2 | 1.94 | 26.3 | 1113.4 | 0.18 | 270.8 | 59.5 | 330.3 | 328.7 | 9 | 1.05 | 36.4 | 1624.9 | 0.15 | 329.2 | 84.9 | 414.1 | 620.5 | 44.6 | 6.31 | 44.6 | 2148 | 0.34 | 623.6 | 108.7 | 732.3 | 32505390.3 | 1688.3 | 229.1 | 3180435.5 | 134986.8 | 21.5 | 32618240.5 | 7208907.2 | 39827147.6 | 0 | 24.67 | 15.64 | 0 | 40.31 | 26.48 | 17.46 | 0 | 43.94 | 121723816 | 18372838 | 829467.1 | 1889525.2 | 0 | 3146304.5 | 10532470 | 0 | 0 | 2081830.2 | 56346636 | 0 | 574796.6 | 0 | 1006980.9 | 26133804 | 667409.3 | 2223583.5 | 0 | 2909568 | 13381440 | 0 | 738.5 | 315.6 | 0 | 3167 | 0 | 0 | 1527.2 | 11322.3 | 0 | 3971.8 | 0 | 279.6 | 3318 | 2063.1 | 2235 | 0 | 1414.8 | 0 | 4009.4 | 2455.2 | 22350 | 0 | 0 | 0.13 | 0 | 0 | 0
MI | 2035 | 124043920 | 1889351.4 | 3037061 | 499562.9 | 129469888.5 | 119585221.9 | 102772114.4 | 19441198 | 45738736 | 0.0359 | 0.0539 | 0.1797 | 86717.4 | 31883.7 | 0.4 | 0.41 | 245.6 | 8.7 | 1.1 | 27.2 | 1152.4 | 0.15 | 246.1 | 61.5 | 307.7 | 252.3 | 9.2 | 1.17 | 27.6 | 1176.3 | 0.15 | 252.9 | 62.7 | 315.6 | 343.2 | 10.9 | 1.34 | 36.7 | 1643.7 | 0.16 | 343.8 | 85.7 | 429.5 | 564.7 | 38.5 | 5.43 | 42.6 | 2017 | 0.31 | 567.3 | 102.8 | 670.1 | 38013308 | 1346.9 | 170 | 4209273.2 | 178510.8 | 23 | 38099858.3 | 9535178 | 47635036.2 | 0 | 22.05 | 17.87 | 0 | 39.92 | 23.77 | 20.07 | 0 | 43.84 | 156059260 | 26697774 | 1612166.8 | 1489418.5 | 0 | 3549533.5 | 6210839.5 | 0 | 0 | 4446880.5 | 86450456 | 0 | 370455.6 | 0 | 953812.8 | 25852374 | 391363 | 2481067.2 | 0 | 3223064.2 | 19027830 | 0 | 1312.8 | 265.3 | 0 | 3167 | 0 | 0 | 3287 | 16794.6 | 0 | 4102.8 | 0 | 279.6 | 3318 | 2046.3 | 2235 | 0 | 1594.2 | 0 | 5532.5 | 5068.8 | 22350 | 0 | 0 | 0.13 | 0 | 0 | 0
MI | 2040 | 132716184 | 3373350.5 | 3780289.2 | 570505.3 | 140440337.6 | 127945815.3 | 105313816 | 26327130 | 48345280 | 0.0359 | 0.0539 | 0.1796 | 85125.27 | 35028.7 | 0.44 | 0.46 | 226.2 | 7.4 | 0.92 | 25.5 | 1080.7 | 0.14 | 226.7 | 57.8 | 284.5 | 229.2 | 7.7 | 0.96 | 25.7 | 1088.8 | 0.14 | 229.7 | 58.1 | 287.8 | 350.8 | 14.8 | 1.96 | 34.4 | 1551.2 | 0.18 | 351.8 | 80.6 | 432.4 | 494.4 | 29.7 | 4.14 | 41 | 1892 | 0.27 | 496.4 | 97.4 | 593.8 | 36495404.8 | 1186 | 147 | 4123139.5 | 174501.1 | 22.2 | 36570875 | 9329334 | 45900209 | 0 | 19.53 | 16.73 | 0 | 36.26 | 21.29 | 19.01 | 0 | 40.3 | 162747490 | 35126520 | 2889457 | 890805.8 | 0 | 3187669.2 | 4898216.5 | 0 | 0 | 4937220 | 85309980 | 0 | 670355.8 | 0 | 888074.1 | 25337036 | 485925.2 | 3063443.5 | 0 | 4725876.5 | 25463426 | 0 | 2084.4 | 192.3 | 0 | 3167 | 0 | 0 | 3752.2 | 16794.6 | 0 | 4826 | 0 | 279.6 | 3318 | 2003.6 | 2235 | 0 | 2281.2 | 0 | 7180.5 | 9005.2 | 22350 | 0 | 0 | 0.12 | 0 | 0 | 0
MI | 2045 | 140120160 | 6074031.5 | 4010700.5 | 656398.4 | 150861292.1 | 135083627.9 | 99116346.4 | 27112816 | 60515104 | 0.0359 | 0.0539 | 0.1797 | 85971.95 | 37473.2 | 0.49 | 0.49 | 211.7 | 7 | 0.88 | 23.8 | 1002 | 0.13 | 212.1 | 53.7 | 265.8 | 220.8 | 7.4 | 0.94 | 24.6 | 1040 | 0.13 | 221.2 | 55.6 | 276.9 | 345.5 | 12.5 | 1.6 | 35.9 | 1591.2 | 0.18 | 346.3 | 83.4 | 429.7 | 501.4 | 30.1 | 4.19 | 41.8 | 1922 | 0.27 | 503.5 | 99.1 | 602.6 | 38670806.3 | 1274.4 | 159.6 | 4350839.6 | 183286.2 | 23.9 | 38752363.7 | 9819303.1 | 48571666.8 | 0 | 18.66 | 16.67 | 0 | 35.34 | 20.47 | 19.26 | 0 | 39.73 | 184686640 | 51744944 | 5174420.5 | 889429.2 | 0 | 3191491.8 | 5282825 | 0 | 0 | 5463229.5 | 84250136 | 0 | 3834504.8 | 0 | 873448.6 | 25266572 | 981656.8 | 3197202.8 | 0 | 7693211 | 38588504 | 0 | 3472.7 | 192.3 | 0 | 3167 | 0 | 0 | 4256.6 | 14918.6 | 0 | 8650.4 | 0 | 279.6 | 3318 | 2002.6 | 2235 | 0 | 3590.9 | 0 | 10214.8 | 16641.8 | 22350 | 0 | 0 | 0.12 | 0 | 0 | 0
MI | 2050 | 146848980 | 6303967 | 4631043.5 | 710127.7 | 158494109.4 | 141570481.6 | 98967614 | 28975062 | 64986924 | 0.0359 | 0.0539 | 0.1796 | 84759.84 | 39405.8 | 0.51 | 0.5 | 195.3 | 3.8 | 0.39 | 24.4 | 1013 | 0.12 | 195.5 | 54.6 | 250.1 | 206 | 4 | 0.42 | 25.6 | 1067.5 | 0.12 | 206.2 | 57.4 | 263.7 | 334.7 | 12.8 | 1.67 | 34.4 | 1512.6 | 0.18 | 335.5 | 79.5 | 415 | 463.9 | 21.1 | 2.84 | 44.9 | 1977.8 | 0.26 | 465.3 | 103.9 | 569.2 | 37659776.1 | 725 | 75.2 | 4702929.6 | 195353.3 | 22.7 | 37701920.6 | 10530662.6 | 48232583.3 | 0 | 18.52 | 16.37 | 0 | 34.89 | 20.38 | 18.94 | 0 | 39.33 | 194990460 | 59526496 | 5381576.5 | 871743.7 | 0 | 3191438 | 10763.3 | 0 | 0 | 6102177 | 83381530 | 0 | 12264457 | 0 | 857351.2 | 25096020 | 708516 | 3700586.8 | 0 | 14104614 | 39319704 | 0 | 3517.7 | 192.3 | 0 | 101 | 0 | 0 | 4856.9 | 14790.6 | 0 | 13767.5 | 0 | 279.6 | 3318 | 1424.8 | 2235 | 0 | 6271.3 | 0 | 10373.4 | 16507.4 | 22350 | 0 | 0 | 0.11 | 0 | 0 | 0
MN | 2024 | 76382800 | 13434.6 | 0 | 857947.9 | 77254178.7 | 73636217.9 | 37793689.7 | 62358764 | 68735260 | 0.0359 | 0.054 | 0.183 | 7769.17 | 15918.4 | 0.73 | 0.73 | 234.7 | 23.9 | 3.45 | 11.9 | 615 | 0.15 | 236.4 | 30.2 | 266.6 | 253.3 | 26.3 | 3.8 | 11.9 | 647.1 | 0.15 | 255.2 | 31.3 | 286.4 | 246.5 | 20.8 | 2.98 | 14.7 | 763.4 | 0.13 | 247.9 | 37.5 | 285.4 | 761 | 66.9 | 9.69 | 44.1 | 2196.9 | 0.46 | 765.6 | 109.7 | 875.3 | 19460647.8 | 1980.2 | 285.7 | 983228.7 | 50990.2 | 12.2 | 19597662.9 | 2506074.9 | 22103737.8 | 0 | 26 | 1.5 | 0 | 27.5 | 27.57 | 1.62 | 0 | 29.19 | 83532030 | 39460490 | 11640.1 | 787338.9 | 0 | 7320781 | 15749248 | 0 | 0 | 1152611.1 | 6412385 | 0 | 225274.4 | 0 | 776217.8 | 12780772 | 7884.7 | 0 | 0 | 6864640 | 31443238 | 0 | 16.8 | 143 | 0 | 3033.9 | 0 | 0 | 859 | 2483 | 0 | 2348.1 | 0 | 197 | 1657 | 475.6 | 0 | 0 | 3273 | 0 | 8392.9 | 33.6 | 0 | 0 | 0 | 0.25 | 0 | 0 | 0
MN | 2026 | 77362680 | 17431 | 0 | 1005714.6 | 78385827.2 | 74580878.6 | 17551215.4 | 73733360 | 90277670 | 0.0359 | 0.054 | 0.183 | 40918.04 | 16285.6 | 0.86 | 0.84 | 118.9 | 11.6 | 1.67 | 7 | 327.8 | 0.09 | 119.7 | 16.8 | 136.5 | 142.3 | 14.3 | 2.07 | 7.6 | 377.9 | 0.1 | 143.2 | 18.9 | 162.1 | 139.2 | 10.3 | 1.46 | 9.6 | 475.4 | 0.07 | 139.9 | 23.8 | 163.7 | 612.9 | 53.5 | 7.7 | 35.6 | 1813.2 | 0.35 | 616.6 | 89.8 | 706.4 | 11151630.9 | 1090.3 | 156.9 | 658411.1 | 30748.8 | 8 | 11226948.9 | 1576911.5 | 12803860.4 | 0 | 20.67 | 7.79 | 0 | 28.45 | 21.93 | 8.35 | 0 | 30.27 | 94828390 | 60834612 | 14727.7 | 728523.2 | 0 | 6822323 | 8528061 | 0 | 0 | 1438927 | 4904454 | 0 | 98243 | 0 | 711072.8 | 12182773 | 3603.3 | 0 | 0 | 22908200 | 36487484 | 0 | 16.8 | 143 | 0 | 2353.9 | 0 | 0 | 1090.8 | 2483 | 0 | 2066.1 | 0 | 197 | 1657 | 449.4 | 0 | 0 | 10960.8 | 0 | 9881.6 | 33.6 | 0 | 0 | 0 | 0.28 | 0 | 0 | 0
MN | 2028 | 79655740 | 60637.6 | 0 | 1033324.3 | 80749708.2 | 76791513.3 | 16444468.5 | 76448270 | 90643200 | 0.0359 | 0.054 | 0.183 | 56414.56 | 16713.5 | 0.9 | 0.9 | 77.5 | 7.5 | 1.07 | 5.1 | 217.9 | 0.06 | 78 | 11.6 | 89.6 | 91.1 | 9.1 | 1.31 | 5.4 | 246.3 | 0.07 | 91.8 | 12.7 | 104.5 | 74.8 | 2.9 | 0.38 | 7.6 | 338.8 | 0.04 | 75 | 17.7 | 92.7 | 482.1 | 40.2 | 5.78 | 30.2 | 1481.5 | 0.28 | 484.9 | 74.4 | 559.3 | 7231646.3 | 697 | 100.2 | 473201.7 | 20348.8 | 6 | 7279763.3 | 1081224.9 | 8360988.2 | 0 | 16.11 | 10.95 | 0 | 27.06 | 17.11 | 11.73 | 0 | 28.84 | 94838780 | 64305240 | 51556.7 | 573412.6 | 0 | 8541137 | 5464217 | 0 | 0 | 1916492.8 | 3507885.5 | 0 | 49460.3 | 0 | 665375.2 | 11679099 | 1404.1 | 0 | 0 | 22545440 | 39843308 | 0 | 40.3 | 107 | 0 | 2353.9 | 0 | 0 | 1456 | 2483 | 0 | 2042.1 | 0 | 197 | 1657 | 324.5 | 0 | 0 | 10960.8 | 0 | 10922.5 | 127.5 | 0 | 0 | 0 | 0.28 | 0 | 0 | 0
MN | 2030 | 81373496 | 490612.8 | 0 | 1096234 | 82960344.4 | 78447530.8 | 18774661.2 | 82118400 | 92471070 | 0.0359 | 0.054 | 0.183 | 65747.26 | 17378.3 | 0.94 | 0.93 | 53 | 5.3 | 0.76 | 3.7 | 145.2 | 0.05 | 53.4 | 8.1 | 61.4 | 60.1 | 6.1 | 0.89 | 3.8 | 158.5 | 0.05 | 60.5 | 8.5 | 69 | 90 | 4.7 | 0.63 | 8.1 | 371.8 | 0.05 | 90.4 | 19.2 | 109.5 | 412.7 | 34.7 | 4.97 | 25.4 | 1276.6 | 0.23 | 415.1 | 63.5 | 478.6 | 4844097.6 | 480.6 | 69.2 | 342692.1 | 13282.6 | 4.7 | 4877316 | 739809.3 | 5617125.2 | 0 | 13.89 | 13.4 | 0 | 27.29 | 14.8 | 14.42 | 0 | 29.22 | 93178630 | 64185684 | 417714.5 | 549730.4 | 0 | 10198027 | 3784666.5 | 0 | 0 | 2649116.5 | 2031160.6 | 0 | 26591.5 | 0 | 625861.6 | 11358508 | 684.6 | 0 | 0 | 21493692 | 40042876 | 0 | 277.3 | 107 | 0 | 1991.9 | 0 | 0 | 2024.2 | 2366 | 0 | 1962.3 | 0 | 197 | 1657 | 146.3 | 0 | 0 | 11006.4 | 0 | 11029.6 | 1077.5 | 0 | 0 | 0 | 0.28 | 0 | 0 | 0
MN | 2035 | 86894880 | 2385764 | 0 | 1106926.7 | 90387573.8 | 83770481.1 | 23874488.9 | 86924820 | 90462260 | 0.0359 | 0.054 | 0.183 | 89334.78 | 19154.7 | 0.97 | 0.97 | 17.6 | 1.4 | 0.19 | 2.5 | 62.2 | 0.03 | 17.7 | 4.3 | 22 | 27.1 | 2.5 | 0.36 | 2.6 | 81.6 | 0.04 | 27.2 | 5.1 | 32.3 | 115 | 6.9 | 0.96 | 9.4 | 446.5 | 0.06 | 115.5 | 22.7 | 138.2 | 396.2 | 33 | 4.72 | 24.8 | 1231.4 | 0.23 | 398.5 | 61.5 | 460 | 1610926 | 125 | 17.6 | 227792 | 5703.8 | 3.1 | 1619468.6 | 398625.2 | 2018093.8 | 0 | 13.2 | 18.02 | 0 | 31.21 | 14.22 | 19.79 | 0 | 34.01 | 93714600 | 66513080 | 2024988.2 | 549317 | 0 | 10154327 | 890360.4 | 0 | 0 | 3669969.5 | 1619938.2 | 0 | 7074.6 | 0 | 614825.4 | 11340396 | 289.7 | 0 | 0 | 21374248 | 41468868 | 0 | 1369 | 107 | 0 | 604.9 | 0 | 0 | 2845.4 | 2366 | 0 | 1962.3 | 0 | 197 | 1657 | 140.7 | 0 | 0 | 11308.6 | 0 | 11484.8 | 6275.9 | 0 | 0 | 0 | 0.28 | 0 | 0 | 0
MN | 2040 | 93076930 | 4226895.5 | 0 | 1107362.3 | 98411187 | 89730320.5 | 24393058.7 | 85362500 | 89054376 | 0.0359 | 0.054 | 0.183 | 86560.1 | 21016.5 | 0.98 | 0.98 | 11.9 | 0.9 | 0.13 | 2 | 43 | 0.03 | 11.9 | 3.3 | 15.2 | 17.3 | 1.6 | 0.22 | 2 | 53.9 | 0.03 | 17.4 | 3.6 | 21.1 | 130.1 | 8.2 | 1.13 | 11.2 | 498.4 | 0.08 | 130.6 | 26 | 156.7 | 327 | 25.8 | 3.67 | 21.9 | 1069.4 | 0.18 | 328.8 | 53.8 | 382.5 | 1170846.6 | 89.8 | 12.7 | 197003.4 | 4247.4 | 2.9 | 1176981.2 | 324362.4 | 1501343.6 | 0 | 11.03 | 16.65 | 0 | 27.68 | 12 | 18.59 | 0 | 30.59 | 101877880 | 74018130 | 3589109.5 | 529483 | 0 | 10215908 | 643109.4 | 0 | 0 | 3595998 | 1224802.8 | 0 | 6581.7 | 0 | 568105.4 | 11082539 | 112.1 | 0 | 0 | 24937406 | 45484724 | 0 | 2781.2 | 107 | 0 | 604.9 | 0 | 0 | 2903.5 | 2366 | 0 | 1939.8 | 0 | 197 | 1657 | 139.5 | 0 | 0 | 13989.8 | 0 | 12390.1 | 10785.5 | 0 | 0 | 0 | 0.28 | 0 | 0 | 0
MN | 2045 | 98639810 | 6882839 | 0 | 1203463.9 | 106726114.6 | 95093198.5 | 25344523 | 99620240 | 95378040 | 0.0359 | 0.054 | 0.183 | 87251.8 | 22541.5 | 0.97 | 0.97 | 15.8 | 1.1 | 0.16 | 1.4 | 56.4 | 0.01 | 15.8 | 3.1 | 18.9 | 21.6 | 1.8 | 0.26 | 1.5 | 68 | 0.01 | 21.7 | 3.6 | 25.3 | 128.1 | 6.9 | 0.94 | 12.2 | 528.8 | 0.09 | 128.6 | 28 | 156.6 | 315 | 22.2 | 3.13 | 23.4 | 1115.3 | 0.17 | 316.6 | 56.7 | 373.3 | 1563850.3 | 112.8 | 15.8 | 140924.9 | 5588.2 | 1 | 1571528.5 | 307734.6 | 1879263 | 0 | 11.1 | 16.47 | 0 | 27.58 | 12.25 | 18.82 | 0 | 31.07 | 102193650 | 81381590 | 5851305 | 531693.3 | 0 | 10295806 | 786025.2 | 0 | 0 | 3549225.5 | 1823980.2 | 0 | 96.5 | 0 | 568956.8 | 954196.8 | 0 | 0 | 0 | 29477020 | 48355344 | 0 | 4419.8 | 107 | 0 | 604.9 | 0 | 0 | 2961.7 | 2206 | 0 | 1939.8 | 0 | 197 | 142.2 | 134.5 | 0 | 0 | 16307.7 | 0 | 12903.1 | 18080.1 | 0 | 0 | 0 | 0.28 | 0 | 0 | 0
MN | 2050 | 103736824 | 7220572 | 0 | 1229364.8 | 112186757.8 | 100006888 | 20059683.8 | 96601290 | 96853960 | 0.0359 | 0.054 | 0.183 | 86468.76 | 23787.2 | 0.97 | 0.97 | 14.4 | 0.9 | 0.13 | 1.2 | 55.5 | 0.01 | 14.5 | 2.9 | 17.4 | 17.6 | 1.3 | 0.18 | 1.3 | 62.1 | 0.01 | 17.7 | 3.2 | 20.9 | 128.3 | 6.3 | 0.84 | 13.4 | 552.7 | 0.1 | 128.7 | 29.9 | 158.6 | 291.2 | 18.7 | 2.6 | 23 | 1090.9 | 0.15 | 292.4 | 55.5 | 347.9 | 1572688.5 | 99 | 13.7 | 135985.6 | 6043.7 | 0.8 | 1579370.7 | 316302.2 | 1895672.9 | 0 | 10.38 | 16.4 | 0 | 26.77 | 11.47 | 18.72 | 0 | 30.19 | 112131220 | 92127070 | 6162285 | 277507.6 | 0 | 10151417 | 658653.3 | 0 | 0 | 3538222 | 2207880.2 | 0 | 59.5 | 0 | 546330.2 | 0 | 0 | 0 | 0 | 33866484 | 54722370 | 0 | 4523.7 | 74 | 0 | 585.4 | 0 | 0 | 3056.6 | 2155 | 0 | 2838.1 | 0 | 197 | 0 | 95.9 | 0 | 0 | 19262.9 | 0 | 14795.6 | 17693.9 | 0 | 0 | 0 | 0.28 | 0 | 0 | 0
MO | 2024 | 90564100 | 1577.8 | 678276.8 | 1519974 | 92763928.2 | 87307471.5 | 84421170.3 | 88500260 | 82016380 | 0.0359 | 0.054 | 0.1739 | 13569.53 | 21983.6 | 0.24 | 0.42 | 758.4 | 85.3 | 12.39 | 26.2 | 1720.2 | 0.4 | 764.3 | 77.6 | 841.9 | 597.4 | 66.7 | 9.69 | 21.3 | 1369.6 | 0.32 | 602 | 62.2 | 664.2 | 343.7 | 27.7 | 3.96 | 21.7 | 1097.3 | 0.18 | 345.6 | 54.5 | 400 | 800.3 | 67.3 | 9.74 | 49.4 | 2376.4 | 0.49 | 804.9 | 120.3 | 925.3 | 64984705.6 | 7311 | 1061.9 | 2247755.4 | 147355.9 | 34.1 | 65492469.6 | 6648280.7 | 72140750.3 | 0 | 28.51 | 3.07 | 0 | 31.58 | 30.35 | 3.37 | 0 | 33.72 | 86253656 | 8342758.5 | 1355.5 | 61790.7 | 0 | 0 | 61732136 | 0 | 0 | 323801.8 | 4171185.2 | 0 | 65555.6 | 0 | 1391479.4 | 9936318 | 4764.7 | 546320.7 | 0 | 173294.9 | 7845661.5 | 0 | 2.2 | 14.1 | 0 | 10129.2 | 0 | 0 | 217.8 | 1812.2 | 0 | 3491.5 | 0 | 548.5 | 1247 | 928.2 | 657 | 0 | 78 | 0 | 2227.8 | 4.4 | 6570 | 0 | 0 | 0.1 | 0 | 0 | 0
MO | 2026 | 92354790 | 7191.3 | 682359.2 | 1692944.2 | 94737287.1 | 89033739.5 | 84623777 | 100320910 | 86843430 | 0.0359 | 0.054 | 0.1738 | 45824.57 | 22412.3 | 0.27 | 0.5 | 725.5 | 81.7 | 11.86 | 25.1 | 1643.6 | 0.38 | 731.2 | 74.2 | 805.4 | 513.3 | 57.5 | 8.34 | 18.4 | 1174.1 | 0.28 | 517.3 | 53.4 | 570.7 | 243.2 | 16.9 | 2.37 | 17.8 | 867.1 | 0.13 | 244.4 | 43.7 | 288.1 | 734.8 | 61.6 | 8.86 | 45 | 2232.6 | 0.42 | 739.1 | 111.7 | 850.8 | 58504782.2 | 6588.4 | 957 | 2026561.5 | 132482.7 | 30.9 | 58962374.8 | 5982992.4 | 64945367.2 | 0 | 25.86 | 9.81 | 0 | 35.68 | 27.56 | 10.77 | 0 | 38.34 | 81221304 | 10113510 | 6091.6 | 58696.4 | 0 | 0 | 55548628 | 0 | 0 | 407650.4 | 3622262 | 0 | 51738.5 | 0 | 1340362.8 | 9933224 | 4279 | 542513.2 | 0 | 180408.6 | 9525451 | 0 | 5.9 | 14.1 | 0 | 10129.2 | 0 | 0 | 274.6 | 1812.2 | 0 | 3296.2 | 0 | 548.5 | 1247 | 694.4 | 657 | 0 | 82.1 | 0 | 2660.1 | 19.1 | 6570 | 0 | 0 | 0.1 | 0 | 0 | 0
MO | 2028 | 94582500 | 358175 | 1144145 | 2279023.4 | 98363841.4 | 91181322.6 | 64095925.6 | 134138060 | 119228010 | 0.0359 | 0.054 | 0.1738 | 57808.84 | 22851.1 | 0.55 | 0.69 | 438.9 | 49.4 | 7.17 | 15.6 | 996.3 | 0.24 | 442.4 | 45.3 | 487.7 | 309.4 | 34.5 | 5.01 | 11.5 | 711.6 | 0.18 | 311.8 | 32.8 | 344.6 | 152.5 | 5.8 | 0.74 | 15.5 | 700.7 | 0.07 | 152.9 | 36.4 | 189.3 | 560.4 | 44.7 | 6.41 | 37.1 | 1774.9 | 0.34 | 563.5 | 90.1 | 653.6 | 36258298.6 | 4080.8 | 592.7 | 1286359.9 | 82253.5 | 19.8 | 36541725 | 3742922.5 | 40284647.6 | 0 | 19.72 | 11.11 | 0 | 30.83 | 21.21 | 12.29 | 0 | 33.5 | 83437420 | 34267916 | 309752.4 | 49165.6 | 0 | 0 | 34871484 | 0 | 0 | 571742.3 | 2339616.5 | 0 | 23478.9 | 0 | 1310984.5 | 9351641 | 803.6 | 912583.6 | 0 | 881216.1 | 32814956 | 0 | 239.9 | 14.1 | 0 | 9085.2 | 0 | 0 | 383.8 | 1812.2 | 0 | 3227.3 | 0 | 569.5 | 1247 | 427.3 | 657 | 0 | 364 | 0 | 8501.4 | 957.1 | 6570 | 0 | 0 | 0.1 | 0 | 0 | 0
MO | 2030 | 97140216 | 367183 | 1145012.8 | 2530261.1 | 101182673.4 | 93647068.6 | 49158741.8 | 144363100 | 134865550 | 0.0359 | 0.054 | 0.1738 | 64879.49 | 23611.3 | 0.69 | 0.78 | 306.2 | 34.7 | 5.04 | 10.8 | 687.6 | 0.17 | 308.6 | 31.4 | 339.9 | 226.1 | 25.5 | 3.7 | 8.4 | 512.5 | 0.13 | 227.9 | 23.7 | 251.6 | 137.2 | 6.7 | 0.9 | 12.6 | 582.3 | 0.07 | 137.6 | 30 | 167.6 | 478.3 | 39.3 | 5.62 | 30.4 | 1505.1 | 0.27 | 481 | 75.3 | 556.3 | 27718132.7 | 3142.1 | 456.6 | 978756.6 | 62208.3 | 15.5 | 27936418.4 | 2836800.1 | 30773218.5 | 0 | 16.66 | 12.14 | 0 | 28.8 | 17.93 | 13.4 | 0 | 31.33 | 91710830 | 52023932 | 313680.5 | 41316.8 | 0 | 0 | 26967340 | 0 | 0 | 846113.2 | 1265707.4 | 0 | 7237.4 | 0 | 1233059.9 | 8936489 | 330.3 | 921733.8 | 0 | 1552283.4 | 49625536 | 0 | 248.2 | 14.1 | 0 | 8901.2 | 0 | 0 | 566.7 | 1812.2 | 0 | 2980.8 | 0 | 569.5 | 1247 | 213.3 | 657 | 0 | 641.1 | 0 | 12720.5 | 990.6 | 6570 | 0 | 0 | 0.1 | 0 | 0 | 0
MO | 2035 | 103711064 | 939905.4 | 1111755.4 | 2775447 | 108538169 | 99981686.9 | 48463946.2 | 158624000 | 147194640 | 0.0359 | 0.054 | 0.1738 | 88696.41 | 25583 | 0.74 | 0.81 | 259.7 | 29.5 | 4.29 | 9.2 | 580.9 | 0.15 | 261.7 | 26.5 | 288.3 | 193.2 | 21.9 | 3.18 | 7.1 | 434.5 | 0.11 | 194.7 | 20.1 | 214.8 | 174.6 | 11.5 | 1.61 | 13.3 | 648.1 | 0.09 | 175.4 | 32.6 | 208 | 444.8 | 36.5 | 5.23 | 28.3 | 1396.8 | 0.26 | 447.3 | 70 | 517.2 | 24855738 | 2825.6 | 410.7 | 877721.4 | 55551.4 | 14.1 | 25052052.8 | 2536999.1 | 27589051.9 | 0 | 15.21 | 16.47 | 0 | 31.68 | 16.4 | 18.27 | 0 | 34.67 | 97112296 | 60074228 | 792836.1 | 38684.2 | 0 | 0 | 24340006 | 0 | 0 | 1629722.8 | 907670.8 | 0 | 38176.5 | 0 | 1193595.1 | 8834756 | 42.4 | 892304.4 | 0 | 9250994 | 49193508 | 0 | 804.3 | 14.1 | 0 | 8901.2 | 0 | 0 | 1098.5 | 1812.2 | 0 | 4269.9 | 0 | 569.5 | 1247 | 196.1 | 657 | 0 | 3761.3 | 0 | 12836 | 2310 | 6570 | 0 | 0 | 0.1 | 0 | 0 | 0
MO | 2040 | 111071720 | 1236073.9 | 1164897 | 2791723.8 | 116264416.7 | 107077733.1 | 52188558 | 163654000 | 140368940 | 0.0359 | 0.054 | 0.1738 | 87479.89 | 27824.3 | 0.82 | 0.88 | 181.5 | 20.5 | 2.98 | 6.8 | 409.3 | 0.11 | 182.9 | 19 | 201.9 | 126.7 | 14.3 | 2.07 | 5 | 288.3 | 0.08 | 127.7 | 13.6 | 141.4 | 181.1 | 12.4 | 1.72 | 13.9 | 662.5 | 0.1 | 181.9 | 33.7 | 215.6 | 385.8 | 29.9 | 4.26 | 26.2 | 1272.9 | 0.22 | 387.9 | 64.2 | 452.1 | 16546073.3 | 1873.6 | 272.2 | 615861.3 | 37273.7 | 9.9 | 16676229.5 | 1729330.3 | 18405559.8 | 0 | 13.46 | 16.13 | 0 | 29.59 | 14.51 | 17.89 | 0 | 32.4 | 92906160 | 64075860 | 1052285.8 | 35227.3 | 0 | 0 | 16135262 | 0 | 0 | 2406636.8 | 771545 | 0 | 51965 | 0 | 1149939.4 | 8691438 | 74.3 | 942566.2 | 0 | 9166386 | 52502836 | 0 | 1032.6 | 14.1 | 0 | 7657.2 | 0 | 0 | 1650.9 | 1812.2 | 0 | 4974.8 | 0 | 569.5 | 1247 | 137.6 | 657 | 0 | 3863.1 | 0 | 13870.1 | 2874.9 | 6570 | 0 | 0 | 0.1 | 0 | 0 | 0
MO | 2045 | 117425580 | 2769325.8 | 1205929.8 | 2899948.6 | 124300789.8 | 113203092 | 58411270.5 | 178560000 | 137854600 | 0.0359 | 0.054 | 0.1737 | 87272.98 | 29597.8 | 0.84 | 0.91 | 152.1 | 17 | 2.46 | 5.2 | 349.2 | 0.08 | 153.3 | 15.6 | 168.9 | 94.6 | 10.5 | 1.52 | 3.4 | 220.4 | 0.05 | 95.3 | 10 | 105.3 | 182.1 | 10.9 | 1.49 | 15.6 | 717.4 | 0.1 | 182.8 | 37 | 219.8 | 356.9 | 26.2 | 3.7 | 25.7 | 1230.1 | 0.19 | 358.7 | 62.4 | 421.1 | 12423011.7 | 1388.7 | 201.6 | 421654.2 | 28413.7 | 6.1 | 12519437.2 | 1270058 | 13789495.2 | 0 | 12.74 | 15.92 | 0 | 28.65 | 13.81 | 17.83 | 0 | 31.64 | 83402824 | 65889524 | 2354116 | 33306.7 | 0 | 0 | 11965153 | 0 | 0 | 3262709.2 | 982092.4 | 0 | 109939.8 | 0 | 1104631.9 | 0 | 0 | 964064.3 | 0 | 10457210 | 52169600 | 0 | 1976.1 | 14.1 | 0 | 5953.8 | 0 | 0 | 2278.9 | 1812.2 | 0 | 10603 | 0 | 569.5 | 0 | 124 | 657 | 0 | 4503.4 | 0 | 14114.3 | 7067.8 | 6570 | 0 | 0 | 0.1 | 0 | 0 | 0
MO | 2050 | 123125940 | 2543141.5 | 1249648.4 | 3092118.9 | 130010842.9 | 118698309.1 | 25915016.3 | 172698560 | 158510740 | 0.0359 | 0.054 | 0.1736 | 86429.07 | 31001.5 | 0.94 | 0.94 | 55 | 5.5 | 0.79 | 2.5 | 146.5 | 0.03 | 55.4 | 6.8 | 62.2 | 48.8 | 4.8 | 0.7 | 2.2 | 130.8 | 0.02 | 49.1 | 6.1 | 55.3 | 160.5 | 7.6 | 1.01 | 16 | 696.2 | 0.1 | 161 | 36.8 | 197.7 | 336.3 | 21.5 | 2.99 | 26.7 | 1261.5 | 0.18 | 337.8 | 64.3 | 402.1 | 6088043.3 | 618.8 | 89.3 | 263052.4 | 15880 | 3 | 6130854.8 | 737087.9 | 6867942.7 | 0 | 12.63 | 15.67 | 0 | 28.3 | 13.66 | 17.47 | 0 | 31.13 | 115837930 | 104095820 | 2178261.2 | 31484 | 0 | 0 | 5353383.5 | 0 | 0 | 4216491.5 | 1349051.6 | 0 | 744137.4 | 0 | 1085487.9 | 0 | 0 | 1000300.1 | 0 | 10068201 | 89811140 | 0 | 1476.1 | 14.1 | 0 | 3506.8 | 0 | 0 | 3020.7 | 1812.2 | 0 | 13792.1 | 0 | 569.5 | 0 | 102.3 | 657 | 0 | 4742.9 | 0 | 24790.2 | 6074 | 6570 | 0 | 0 | 0.1 | 0 | 0 | 0
MS | 2024 | 53804680 | 0 | 0 | 390531.7 | 54195212.6 | 51870205.4 | 53480227.8 | 23281996 | 17253144 | 0.0359 | 0.054 | 0.1751 | 4309.99 | 11289.5 | 0.25 | 0.31 | 367.3 | 17.7 | 2.36 | 35.7 | 1577 | 0.22 | 368.5 | 82.8 | 451.3 | 372.1 | 19.6 | 2.7 | 35.3 | 1506.8 | 0.25 | 373.4 | 80.3 | 453.7 | 389 | 21 | 3.01 | 35.6 | 1448.8 | 0.29 | 390.4 | 78.8 | 469.3 | 767.7 | 58.5 | 8.45 | 53.3 | 2434.9 | 0.49 | 771.8 | 126 | 897.7 | 17564451.8 | 844.2 | 112.8 | 1710826.5 | 75451.2 | 10.4 | 17620389.5 | 3962125.5 | 21582515 | 0 | 31.25 | 0.9 | 0 | 32.15 | 33.08 | 0.98 | 0 | 34.06 | 48104490 | 714984.8 | 0 | 7323.4 | 0 | 0 | 4575016.5 | 0 | 0 | 33994.7 | 31387210 | 0 | 80257.6 | 0 | 0 | 11189919 | 149777 | 0 | 0 | 680990.1 | 0 | 0 | 0 | 1.6 | 0 | 1444 | 0 | 0 | 22.9 | 8354.4 | 0 | 440.2 | 0 | 0 | 1401 | 906.3 | 0 | 0 | 318.1 | 0 | 0 | 0 | 0 | 0 | 0 | 0 | 0 | 0 | 0
MS | 2026 | 55004492 | 60254.8 | 0 | 437967.4 | 55502719.8 | 53026889.7 | 54397559.1 | 28774260 | 17653312 | 0.0359 | 0.054 | 0.1751 | 39219.81 | 11554.4 | 0.28 | 0.36 | 351.1 | 17 | 2.27 | 34.3 | 1507.1 | 0.21 | 352.2 | 79.3 | 431.5 | 337.1 | 17.5 | 2.39 | 32.3 | 1386.3 | 0.23 | 338.3 | 73.7 | 412 | 355.1 | 14.2 | 1.94 | 36.5 | 1516.6 | 0.23 | 356.1 | 81.8 | 437.8 | 722.7 | 54.3 | 7.78 | 50.1 | 2372.1 | 0.43 | 726.5 | 120.9 | 847.4 | 15454541.5 | 747.5 | 99.8 | 1510896.5 | 66389.3 | 9.4 | 15504062.4 | 3491857.8 | 18995920.2 | 0 | 29.42 | 8.12 | 0 | 37.54 | 31.16 | 8.78 | 0 | 39.95 | 44290104 | 1105160.8 | 51237.8 | 7323.4 | 0 | 0 | 4078753.5 | 0 | 0 | 82236.3 | 27726896 | 0 | 53729.6 | 0 | 0 | 11182393 | 84608.8 | 0 | 0 | 1022924.4 | 0 | 0 | 28.7 | 1.6 | 0 | 1444 | 0 | 0 | 55.3 | 8214.4 | 0 | 440.2 | 0 | 0 | 1401 | 847.3 | 0 | 0 | 466.4 | 0 | 0 | 172.1 | 0 | 0 | 0 | 0 | 0 | 0 | 0
MS | 2028 | 56542264 | 316764.5 | 0 | 786004.7 | 57645038.8 | 54509386.2 | 55627497 | 51351670 | 33060266 | 0.0359 | 0.054 | 0.175 | 48468.72 | 11722.1 | 0.34 | 0.53 | 304.5 | 13 | 1.7 | 31.9 | 1365.4 | 0.2 | 305.4 | 72.6 | 378 | 232.3 | 10.2 | 1.35 | 24.4 | 1020.5 | 0.16 | 232.9 | 54.9 | 287.8 | 310 | 6.2 | 0.64 | 36.4 | 1607.2 | 0.14 | 310.3 | 84.3 | 394.7 | 604.8 | 40.4 | 5.72 | 47 | 2150.1 | 0.36 | 607.5 | 111.1 | 718.6 | 11864930.7 | 504.6 | 65.9 | 1243104.6 | 53257.2 | 7.6 | 11897954.6 | 2832244.7 | 14730199.2 | 0 | 25.49 | 9.62 | 0 | 35.11 | 27.05 | 10.47 | 0 | 37.52 | 39221510 | 2017541.8 | 272671.4 | 7160.3 | 0 | 0 | 2525645 | 0 | 0 | 210023.7 | 23296770 | 0 | 29603.6 | 0 | 0 | 11023961 | 48157.9 | 0 | 0 | 1807518.2 | 0 | 0 | 131.5 | 1.6 | 0 | 1444 | 0 | 0 | 141 | 8214.4 | 0 | 440.2 | 0 | 0 | 1401 | 847.3 | 0 | 0 | 802.1 | 0 | 0 | 788.7 | 0 | 0 | 0 | 0 | 0 | 0 | 0
MS | 2030 | 58378220 | 529982.5 | 0 | 1156814 | 60065016.1 | 56279347.4 | 57099094.7 | 73175670 | 48234924 | 0.0359 | 0.054 | 0.175 | 57054.94 | 12209.5 | 0.41 | 0.64 | 256.1 | 9.1 | 1.14 | 29.1 | 1208.3 | 0.18 | 256.7 | 65.2 | 321.9 | 167.8 | 6.8 | 0.88 | 18.6 | 762.2 | 0.12 | 168.3 | 41.3 | 209.6 | 323.4 | 11 | 1.36 | 33.9 | 1535.3 | 0.15 | 324.1 | 79.7 | 403.8 | 558 | 37.7 | 5.32 | 42.7 | 2001.3 | 0.32 | 560.6 | 102.4 | 663 | 8891079.4 | 312.8 | 39.3 | 1013103.3 | 42016.6 | 6.2 | 8911128.8 | 2266883.3 | 11178012 | 0 | 23.91 | 11.09 | 0 | 35.01 | 25.44 | 12.15 | 0 | 37.58 | 34939316 | 2965921.2 | 450492.7 | 6859.4 | 0 | 0 | 1305632.8 | 0 | 0 | 476201.4 | 19318430 | 0 | 14728.5 | 0 | 0 | 10834782 | 42471.1 | 0 | 0 | 2489720 | 0 | 0 | 253.1 | 1.6 | 0 | 1138.8 | 0 | 0 | 320 | 8175.1 | 0 | 440.2 | 0 | 0 | 1401 | 847.3 | 0 | 0 | 1085 | 0 | 0 | 1275.3 | 0 | 0 | 0 | 0 | 0 | 0 | 0
MS | 2035 | 63360436 | 3560916 | 0 | 1143489.8 | 68064839.3 | 61082497.4 | 58794297.2 | 75539896 | 44414676 | 0.0359 | 0.054 | 0.175 | 84419.78 | 13542.6 | 0.63 | 0.76 | 166.7 | 6.7 | 0.87 | 19 | 763.8 | 0.13 | 167.2 | 41.8 | 208.9 | 118.5 | 5.5 | 0.73 | 12.9 | 519.1 | 0.1 | 118.9 | 28.4 | 147.2 | 322.8 | 15 | 1.99 | 30.2 | 1403.3 | 0.15 | 323.8 | 72.1 | 395.9 | 506.4 | 33.7 | 4.73 | 39.1 | 1841.6 | 0.28 | 508.7 | 94.1 | 602.7 | 6070167.2 | 242.3 | 31.2 | 693182.6 | 27879 | 4.9 | 6085915.7 | 1525301.2 | 7611216.9 | 0 | 21.3 | 15.85 | 0 | 37.15 | 23.17 | 18.11 | 0 | 41.28 | 36725440 | 9270542 | 3016122 | 6399.6 | 0 | 0 | 1160252 | 0 | 0 | 1524133 | 12581533 | 0 | 7999.7 | 0 | 0 | 10666768 | 15825.4 | 0 | 0 | 7746409 | 0 | 0 | 1634.5 | 1.6 | 0 | 1138.8 | 0 | 0 | 1027.8 | 8175.1 | 0 | 440.2 | 0 | 0 | 1401 | 728.2 | 0 | 0 | 3247.8 | 0 | 0 | 9033.9 | 0 | 0 | 0 | 0 | 0 | 0 | 0
MS | 2040 | 68942570 | 8690064 | 0 | 1417734.4 | 79050366.8 | 66463999.2 | 26496513.3 | 75004824 | 76890936 | 0.0359 | 0.054 | 0.1734 | 83635.81 | 15104.8 | 0.87 | 0.88 | 54.2 | 1.6 | 0.2 | 6.9 | 266.1 | 0.05 | 54.3 | 14.9 | 69.2 | 56.5 | 2.2 | 0.27 | 6.9 | 263.5 | 0.05 | 56.7 | 14.8 | 71.4 | 306 | 17.5 | 2.4 | 25.7 | 1225.1 | 0.15 | 307.2 | 62.3 | 369.5 | 411.3 | 25.6 | 3.56 | 33.8 | 1557.9 | 0.23 | 413 | 80.2 | 493.3 | 4332306.8 | 128.6 | 15.5 | 556972.4 | 21345.6 | 3.9 | 4340357.5 | 1194149 | 5534506.5 | 0 | 16.99 | 14.9 | 0 | 31.89 | 19.15 | 18.2 | 0 | 37.35 | 80817640 | 52553852 | 7416258.5 | 6058.5 | 0 | 0 | 436188 | 0 | 0 | 1870859.4 | 10219016 | 0 | 7777.5 | 0 | 0 | 10162882 | 15605.6 | 0 | 0 | 24843510 | 25839486 | 0 | 3652.2 | 1.6 | 0 | 1138.8 | 0 | 0 | 1297.5 | 8175.1 | 0 | 440.2 | 0 | 0 | 1401 | 728.2 | 0 | 0 | 10172 | 0 | 7930.2 | 22270.1 | 0 | 0 | 0 | 0 | 0 | 0 | 0
MS | 2045 | 73847520 | 11221433 | 0 | 1530292.9 | 86599243.2 | 71192637 | 24759506.9 | 78202376 | 85164900 | 0.0359 | 0.054 | 0.1731 | 82208.86 | 16355.1 | 0.87 | 0.88 | 49.8 | 1.2 | 0.13 | 6.6 | 255.2 | 0.04 | 49.9 | 14.2 | 64.1 | 53.4 | 1.6 | 0.19 | 6.8 | 262.5 | 0.05 | 53.5 | 14.6 | 68.2 | 255.8 | 13.7 | 1.85 | 23.8 | 1058.3 | 0.15 | 256.7 | 55.4 | 312 | 354.3 | 19.8 | 2.71 | 31.1 | 1420 | 0.19 | 355.6 | 73.5 | 429.1 | 4611270.9 | 107.2 | 11.8 | 612264.8 | 23670.3 | 4 | 4617699.3 | 1318731.1 | 5936430.4 | 0 | 14.89 | 14.47 | 0 | 29.37 | 17.26 | 18.08 | 0 | 35.34 | 93439560 | 61839736 | 9624758 | 5434 | 0 | 0 | 193548.6 | 0 | 0 | 1995238.2 | 11769197 | 0 | 3345.6 | 0 | 0 | 9998452 | 5091.3 | 0 | 0 | 34355852 | 25488648 | 0 | 4621 | 1.6 | 0 | 1138.8 | 0 | 0 | 1478.4 | 8175.1 | 0 | 440.2 | 0 | 0 | 1401 | 492.2 | 0 | 0 | 15070.1 | 0 | 7930.2 | 27551.3 | 0 | 0 | 0 | 0 | 0 | 0 | 0
MS | 2050 | 78409060 | 9681947 | 0 | 1577547.2 | 89668552 | 75590179.4 | 22847176.2 | 85401980 | 85816810 | 0.0359 | 0.054 | 0.1732 | 79113.84 | 17431.9 | 0.83 | 0.86 | 65.8 | 1.6 | 0.18 | 7.5 | 333.4 | 0.03 | 65.9 | 17.4 | 83.3 | 63.5 | 2 | 0.24 | 7 | 307.8 | 0.03 | 63.7 | 16.1 | 79.8 | 230.5 | 11.5 | 1.54 | 23 | 982 | 0.16 | 231.3 | 52.3 | 283.6 | 351.1 | 18 | 2.43 | 31.9 | 1462.7 | 0.18 | 352.3 | 75.5 | 427.8 | 5852844.8 | 139.2 | 15.5 | 665292 | 29689.9 | 2.6 | 5861222.4 | 1550751.3 | 7411973.7 | 0 | 15.05 | 14.26 | 0 | 29.31 | 17.25 | 17.37 | 0 | 34.62 | 89951096 | 66821376 | 8266803 | 5266.8 | 0 | 0 | 269677 | 0 | 0 | 2286117.5 | 14325379 | 0 | 262592.3 | 0 | 0 | 0 | 0 | 0 | 0 | 33309780 | 31225478 | 0 | 4067.7 | 1.6 | 0 | 1138.8 | 0 | 0 | 1719.7 | 8175.1 | 0 | 4057.3 | 0 | 0 | 0 | 0 | 0 | 0 | 15102.6 | 0 | 9754.9 | 23461.6 | 0 | 0 | 0 | 0 | 0 | 0 | 0
MT | 2024 | 16923090 | 94514.7 | 0 | 552578.6 | 17570184 | 16314558.9 | 10244560.3 | 18166616 | 26944262 | 0.036 | 0.054 | 0.1441 | 0 | 3321.3 | 0.76 | 0.72 | 267.4 | 30.7 | 4.47 | 8.3 | 585.8 | 0.13 | 269.5 | 25.8 | 295.3 | 320.3 | 36.7 | 5.33 | 10.1 | 705.7 | 0.16 | 322.8 | 31.2 | 354 | 297.2 | 9.3 | 1.13 | 31.8 | 1436.7 | 0.13 | 297.8 | 74.7 | 372.4 | 786.5 | 69.6 | 9.97 | 43.8 | 2354.1 | 0.4 | 791.3 | 114 | 905.3 | 6999440.9 | 803.7 | 116.9 | 218113.7 | 15334 | 3.5 | 7055302.9 | 676016 | 7731318.9 | 0 | 27.59 | 0 | 0 | 27.59 | 29.2 | 0 | 0 | 29.2 | 26421842 | 7325624 | 80681.5 | 14207.8 | 0 | 69959.4 | 6306738.5 | 0 | 0 | 36325 | 47246.3 | 0 | 968.9 | 0 | 12576416 | 0 | 0 | 0 | 0 | 670926.9 | 6618372 | 0 | 200 | 3.2 | 0 | 1625 | 0 | 0 | 26.2 | 40 | 0 | 58.6 | 0 | 2850.2 | 0 | 0 | 0 | 0 | 327 | 0 | 1859.8 | 400 | 0 | 0 | 0 | 0 | 0 | 0 | 0
MT | 2026 | 17345318 | 119228.6 | 0 | 453959.4 | 17918506.8 | 16721602.5 | 9825695.8 | 15823734 | 20521412 | 0.036 | 0.054 | 0.1442 | 5877.58 | 3419.4 | 0.93 | 0.86 | 72.9 | 8.3 | 1.21 | 2.3 | 161.6 | 0.04 | 73.5 | 7.2 | 80.7 | 156.2 | 17.7 | 2.58 | 5.1 | 348.3 | 0.08 | 157.5 | 15.5 | 172.9 | 218 | 8.1 | 1.02 | 22.2 | 1014.1 | 0.1 | 218.5 | 52.4 | 270.9 | 671.9 | 54.6 | 7.76 | 42 | 2168.9 | 0.34 | 675.6 | 106.7 | 782.3 | 1635573 | 186.5 | 27.1 | 52389.2 | 3623.6 | 0.8 | 1648535.3 | 160592.9 | 1809128.2 | 0 | 25.86 | 0.9 | 0 | 26.76 | 27.44 | 0.97 | 0 | 28.41 | 22642182 | 8092811 | 102317.9 | 13611.8 | 0 | 70064.1 | 1474553.4 | 0 | 0 | 59318.8 | 37485.7 | 0 | 443 | 0 | 12850896 | 0 | 0 | 0 | 0 | 656523.8 | 7376969 | 0 | 200 | 3.2 | 0 | 498.2 | 0 | 0 | 43 | 40 | 0 | 58.6 | 0 | 2926.4 | 0 | 0 | 0 | 0 | 327 | 0 | 2045 | 400 | 0 | 0 | 0 | 0 | 0 | 0 | 0
MT | 2028 | 17845428 | 132324.4 | 0 | 757621.2 | 18735373.5 | 17203727.1 | 5012872 | 27443568 | 36158690 | 0.0359 | 0.054 | 0.1442 | 38430.88 | 3568.3 | 0.97 | 0.92 | 27.9 | 3.2 | 0.46 | 0.9 | 61.3 | 0.01 | 28.1 | 2.7 | 30.8 | 83.6 | 9.5 | 1.38 | 2.7 | 186.3 | 0.04 | 84.3 | 8.3 | 92.6 | 153.9 | 6.7 | 0.88 | 14.8 | 683.6 | 0.07 | 154.3 | 35.1 | 189.4 | 581 | 47.8 | 6.8 | 36.2 | 1857.3 | 0.3 | 584.3 | 91.7 | 676 | 755450.7 | 86.6 | 12.6 | 24011.1 | 1661.5 | 0.4 | 761466 | 73625.4 | 835091.5 | 0 | 21.58 | 5.9 | 0 | 27.48 | 22.97 | 6.39 | 0 | 29.36 | 27500644 | 13722502 | 112974.2 | 12453.9 | 0 | 69903.3 | 692730.8 | 0 | 0 | 104594.7 | 9028.8 | 0 | 238.4 | 0 | 12880811 | 0 | 0 | 0 | 0 | 592042.2 | 13025865 | 0 | 200 | 3.2 | 0 | 391.2 | 0 | 0 | 76 | 40 | 0 | 58.6 | 0 | 2968.4 | 0 | 0 | 0 | 0 | 327 | 0 | 3758.9 | 400 | 0 | 0 | 0 | 0 | 0 | 0 | 0
MT | 2030 | 18420022 | 161721 | 0 | 925562.9 | 19507306.6 | 17757659.1 | 3094886 | 33309076 | 43508670 | 0.0359 | 0.054 | 0.1442 | 51940.56 | 3743.5 | 0.98 | 0.94 | 19.6 | 2.3 | 0.33 | 0.6 | 43 | 0.01 | 19.8 | 1.9 | 21.7 | 62.9 | 7.2 | 1.04 | 2 | 139.4 | 0.03 | 63.4 | 6.2 | 69.5 | 128 | 4.5 | 0.56 | 13.3 | 604.5 | 0.06 | 128.3 | 31.4 | 159.7 | 482.1 | 40.1 | 5.7 | 30.3 | 1534.2 | 0.25 | 484.9 | 76.1 | 561 | 573924.8 | 65.9 | 9.6 | 18145.2 | 1257.4 | 0.3 | 578505.9 | 55693.4 | 634199.2 | 0 | 19.53 | 8 | 0 | 27.53 | 20.84 | 8.72 | 0 | 29.56 | 29763322 | 16412421 | 138747.7 | 11084.5 | 0 | 69099.5 | 530293 | 0 | 0 | 175396.9 | 3556.8 | 0 | 169.9 | 0 | 12597950 | 0 | 0 | 0 | 0 | 581916.7 | 15655107 | 0 | 200 | 3.2 | 0 | 349.5 | 0 | 0 | 127.3 | 40 | 0 | 58.6 | 0 | 2969.3 | 0 | 0 | 0 | 0 | 327 | 0 | 4373.6 | 400 | 0 | 0 | 0 | 0 | 0 | 0 | 0
MT | 2035 | 20008836 | 165564.6 | 0 | 933182.1 | 21107581.7 | 19289337.5 | 3777777.9 | 34942176 | 43693670 | 0.0359 | 0.054 | 0.1442 | 82741.47 | 4235.8 | 0.98 | 0.95 | 25.2 | 2.9 | 0.42 | 0.8 | 55 | 0.01 | 25.4 | 2.4 | 27.8 | 56.9 | 6.5 | 0.95 | 1.8 | 125.1 | 0.03 | 57.3 | 5.5 | 62.9 | 160 | 5 | 0.6 | 17.2 | 774.5 | 0.07 | 160.3 | 40.3 | 200.6 | 381.7 | 30 | 4.24 | 25.8 | 1272.6 | 0.2 | 383.8 | 63.8 | 447.6 | 740974.3 | 85.3 | 12.4 | 23131.5 | 1617.3 | 0.4 | 746902.3 | 71426.8 | 818329.1 | 0 | 16.52 | 13.03 | 0 | 29.55 | 17.64 | 14.21 | 0 | 31.85 | 29911034 | 17329804 | 139425.1 | 9847.2 | 0 | 65979.8 | 681908 | 0 | 0 | 342938.8 | 891.2 | 0 | 44.3 | 0 | 11683134 | 0 | 0 | 0 | 0 | 561787 | 16425078 | 0 | 200 | 3.2 | 0 | 349.5 | 0 | 0 | 250.4 | 40 | 0 | 58.6 | 0 | 2969.3 | 0 | 0 | 0 | 0 | 327 | 0 | 4597.8 | 400 | 0 | 0 | 0 | 0 | 0 | 0 | 0
MT | 2040 | 21914352 | 38868.8 | 0 | 1007098.3 | 22960318.4 | 21126330.9 | 3157203.4 | 38194070 | 46374212 | 0.0359 | 0.054 | 0.1442 | 81300.57 | 4449.2 | 0.98 | 0.96 | 18.4 | 2.1 | 0.31 | 0.6 | 40.1 | 0.01 | 18.5 | 1.8 | 20.3 | 38.9 | 4.5 | 0.65 | 1.2 | 85.6 | 0.02 | 39.2 | 3.8 | 43 | 193.8 | 6.8 | 0.85 | 20.2 | 914 | 0.09 | 194.3 | 47.5 | 241.7 | 346.5 | 25.9 | 3.65 | 24.4 | 1193.7 | 0.18 | 348.3 | 60.1 | 408.3 | 562062.3 | 64.7 | 9.4 | 17562.2 | 1226.1 | 0.3 | 566560.5 | 54176.2 | 620736.7 | 0 | 14.95 | 13.07 | 0 | 28.01 | 15.91 | 14.2 | 0 | 30.11 | 31193236 | 19803116 | 33401.7 | 8924.3 | 0 | 63340.8 | 520241.6 | 0 | 0 | 376465.8 | 239.4 | 0 | 0 | 0 | 10763974 | 0 | 0 | 0 | 0 | 537132.6 | 18889516 | 0 | 29.3 | 3.2 | 0 | 349.5 | 0 | 0 | 282.3 | 40 | 0 | 58.6 | 0 | 2969.3 | 0 | 0 | 0 | 0 | 327 | 0 | 5181.5 | 117.1 | 0 | 0 | 0 | 0 | 0 | 0 | 0
MT | 2045 | 23783610 | 36884 | 0 | 1051148.2 | 24871642.5 | 22928365.6 | 5375420.9 | 41238104 | 46823028 | 0.0359 | 0.054 | 0.1441 | 85445.52 | 4894.3 | 0.98 | 0.97 | 19 | 2.2 | 0.32 | 0.6 | 41.5 | 0.01 | 19.1 | 1.8 | 21 | 31.7 | 3.6 | 0.53 | 1 | 69.6 | 0.02 | 32 | 3.1 | 35 | 190.6 | 7.2 | 0.92 | 19.4 | 882.2 | 0.09 | 191 | 45.7 | 236.7 | 292.3 | 20.6 | 2.89 | 22 | 1046.7 | 0.15 | 293.7 | 53.2 | 346.9 | 566354.2 | 65.1 | 9.5 | 17736.9 | 1237.6 | 0.3 | 570882 | 54692.9 | 625574.9 | 0 | 13.54 | 13.83 | 0 | 27.36 | 14.4 | 15.07 | 0 | 29.47 | 30494714 | 19496222 | 30992.4 | 8012.2 | 0 | 64021.2 | 523094.6 | 0 | 0 | 406157.8 | 1638.9 | 0 | 0 | 0 | 10370733 | 0 | 0 | 0 | 0 | 524674 | 18565390 | 0 | 32.6 | 3.2 | 0 | 349.5 | 0 | 0 | 312.5 | 40 | 0 | 58.6 | 0 | 2969.3 | 0 | 0 | 0 | 0 | 327 | 0 | 4990.6 | 130.3 | 0 | 0 | 0 | 0 | 0 | 0 | 0
MT | 2050 | 25677632 | 43182.2 | 0 | 1215543.3 | 26936357.9 | 24754264.8 | 1811823.4 | 46328336 | 55584640 | 0.0359 | 0.054 | 0.1441 | 85659.27 | 5358.7 | 0.99 | 0.98 | 16.4 | 1.9 | 0.27 | 0.5 | 35.9 | 0.01 | 16.6 | 1.6 | 18.2 | 26.4 | 3 | 0.44 | 0.8 | 58.2 | 0.01 | 26.6 | 2.6 | 29.2 | 199.8 | 8.1 | 1.04 | 19.9 | 908.7 | 0.09 | 200.4 | 47 | 247.4 | 284.6 | 18 | 2.49 | 23.2 | 1088.3 | 0.15 | 285.8 | 55.7 | 341.5 | 583512.1 | 67.1 | 9.8 | 18260.2 | 1274.8 | 0.3 | 588177.6 | 56327.8 | 644505.4 | 0 | 14.11 | 13.93 | 0 | 28.04 | 15.03 | 15.19 | 0 | 30.22 | 36244530 | 25124534 | 36911.3 | 8121.7 | 0 | 63584.6 | 539595 | 0 | 0 | 445323.8 | 1504.8 | 0 | 8.9 | 0 | 10470267 | 0 | 0 | 0 | 0 | 460471.4 | 24218740 | 0 | 32.6 | 3.2 | 0 | 349.5 | 0 | 0 | 351.2 | 40 | 0 | 58.6 | 0 | 2969.3 | 0 | 0 | 0 | 0 | 310 | 0 | 7330.4 | 130.3 | 0 | 0 | 0 | 0 | 0 | 0 | 0
NC | 2024 | 147527520 | 8811.9 | 85217.4 | 513300.9 | 148134849.1 | 142223456.5 | 132533757.2 | 40042748 | 21927466 | 0.0359 | 0.054 | 0.15 | 10553.74 | 34227.1 | 0.49 | 0.5 | 330.5 | 28.1 | 4 | 22.2 | 1042.4 | 0.22 | 332.4 | 53.3 | 385.7 | 325.6 | 26.8 | 3.81 | 23 | 1055.7 | 0.23 | 327.5 | 54.5 | 382 | 320.7 | 24.8 | 3.52 | 21 | 1071.7 | 0.16 | 322.4 | 53 | 375.4 | 744.4 | 56.1 | 8.04 | 51.6 | 2427.9 | 0.45 | 748.3 | 124.1 | 872.4 | 42650734.8 | 3627.7 | 516.3 | 2861102 | 134554.8 | 28.7 | 42899778.1 | 6878669.6 | 49778447.7 | 0 | 32.9 | 2.22 | 0 | 35.11 | 34.83 | 2.39 | 0 | 37.22 | 129923800 | 15601091 | 7503.8 | 771718 | 0 | 0 | 30559332 | 0 | 0 | 1273332.9 | 35812080 | 0 | 453046.5 | 0 | 5519231.5 | 41129720 | 894.7 | 69185.2 | 0 | 13735307 | 592451.8 | 0 | 9.8 | 135.8 | 0 | 9514 | 0 | 0 | 876.2 | 5719 | 0 | 6456.3 | 0 | 2088.3 | 5149.6 | 257.4 | 86 | 0 | 6681.5 | 0 | 208 | 19.6 | 860 | 0 | 0 | 0.05 | 0 | 0.21 | 0
NC | 2026 | 150655330 | 156311.5 | 125010.6 | 533497.4 | 151470153.7 | 145238835.1 | 124177626.6 | 40642708 | 25478662 | 0.0359 | 0.054 | 0.15 | 43147.92 | 35010.5 | 0.55 | 0.56 | 285.3 | 24 | 3.41 | 19.7 | 910.5 | 0.2 | 287 | 46.9 | 333.9 | 281.4 | 22.7 | 3.21 | 20.7 | 929.5 | 0.2 | 282.9 | 48.5 | 331.4 | 229 | 13.8 | 1.9 | 18.6 | 892.4 | 0.11 | 229.9 | 45.2 | 275.1 | 705.5 | 52.7 | 7.51 | 48.9 | 2355.2 | 0.4 | 709.1 | 119.2 | 828.3 | 38605235.9 | 3241.7 | 460.8 | 2663597.2 | 123204.9 | 26.7 | 38827643.4 | 6342401 | 45170044.4 | 0 | 30.74 | 8.57 | 0 | 39.32 | 32.56 | 9.23 | 0 | 41.78 | 136215860 | 27292528 | 133714.8 | 770667.2 | 0 | 0 | 27249254 | 0 | 0 | 1747248.2 | 33652852 | 0 | 407564.4 | 0 | 5526601.5 | 41080140 | 769.5 | 101758.5 | 0 | 22070180 | 589257 | 2885842 | 95.4 | 135.8 | 0 | 8970 | 0 | 0 | 1207 | 5719 | 0 | 6456.3 | 0 | 2088.3 | 5149.6 | 257.4 | 86 | 0 | 10430.2 | 800 | 208 | 362.1 | 860 | 0 | 0 | 0.05 | 0 | 0.38 | 0
NC | 2028 | 154585600 | 3114511.8 | 158599 | 881666.4 | 158740379.5 | 149027835.5 | 116645067.1 | 62172108 | 43439696 | 0.0359 | 0.054 | 0.15 | 55874.75 | 36029.7 | 0.66 | 0.65 | 199.8 | 15.1 | 2.13 | 16 | 692.8 | 0.15 | 200.8 | 36.7 | 237.6 | 204.9 | 14.5 | 2.03 | 17.7 | 741.4 | 0.16 | 205.9 | 39.8 | 245.7 | 157 | 4.4 | 0.52 | 17.3 | 774.2 | 0.07 | 157.2 | 40.3 | 197.6 | 607.4 | 42 | 5.95 | 45.6 | 2134.3 | 0.35 | 610.3 | 109.3 | 719.6 | 27726596.5 | 2093.2 | 294.7 | 2228943.2 | 96175.9 | 21.3 | 27869422.6 | 5100798.1 | 32970220.6 | 0 | 26.58 | 10.74 | 0 | 37.32 | 28.35 | 11.8 | 0 | 40.15 | 139918370 | 42095310 | 2644965.5 | 757235.7 | 0 | 0 | 17085020 | 0 | 0 | 2372499.8 | 30693084 | 0 | 368408.6 | 0 | 5579581 | 40564980 | 585.6 | 129189.1 | 0 | 33325626 | 586079 | 5811109.5 | 1393.2 | 135.8 | 0 | 8454 | 0 | 0 | 1644 | 5719 | 0 | 6456.3 | 0 | 2114.4 | 5149.6 | 257.4 | 86 | 0 | 15415.7 | 1600 | 208 | 7436.3 | 860 | 0 | 0 | 0.05 | 0 | 0.54 | 0
NC | 2030 | 159213500 | 5254752.5 | 157496.4 | 983164.6 | 165608920.3 | 153489408.9 | 115027541.2 | 66614550 | 45694040 | 0.0359 | 0.054 | 0.15 | 61773.57 | 37492.2 | 0.7 | 0.69 | 166.8 | 12.1 | 1.7 | 14.2 | 594.9 | 0.13 | 167.6 | 31.9 | 199.6 | 172.1 | 11.8 | 1.64 | 15.5 | 637 | 0.14 | 172.9 | 34.6 | 207.5 | 144.8 | 4.9 | 0.61 | 15.2 | 688.3 | 0.07 | 145.2 | 35.7 | 180.8 | 558.1 | 38.5 | 5.42 | 41.8 | 1994.7 | 0.3 | 560.7 | 101.3 | 662 | 23904729.3 | 1732.7 | 243 | 2034103.8 | 85309.4 | 19.3 | 24022695 | 4581602.3 | 28604297.4 | 0 | 24.98 | 11.58 | 0 | 36.56 | 26.83 | 12.89 | 0 | 39.72 | 144595730 | 50581380 | 4462719.5 | 740928.1 | 0 | 0 | 14025069 | 0 | 0 | 3302867.8 | 28759520 | 0 | 280792.5 | 0 | 5578826 | 40040064 | 435.5 | 125987.4 | 0 | 32996774 | 791710.6 | 13490026 | 2633.1 | 135.8 | 0 | 8454 | 0 | 0 | 2292.4 | 5719 | 0 | 6456.3 | 0 | 2118.9 | 5149.6 | 81.4 | 86 | 0 | 15473.8 | 3837 | 264.5 | 12395.7 | 860 | 0 | 0 | 0.05 | 0 | 0.7 | 0
NC | 2035 | 171566460 | 15060896 | 181223.7 | 1104139.1 | 187912717.7 | 165398406.9 | 101399406.4 | 67122880 | 54951828 | 0.0359 | 0.054 | 0.15 | 85030.54 | 41373.6 | 0.82 | 0.78 | 90.3 | 5.6 | 0.78 | 9.1 | 352.8 | 0.09 | 90.7 | 19.6 | 110.3 | 111.9 | 6.5 | 0.88 | 11.7 | 453.4 | 0.11 | 112.4 | 25.3 | 137.6 | 124.6 | 6 | 0.8 | 11.4 | 535.1 | 0.06 | 125 | 27.4 | 152.3 | 478.2 | 31.5 | 4.43 | 37.4 | 1747.1 | 0.27 | 480.3 | 89.5 | 569.8 | 15683740 | 975.4 | 134.5 | 1585185.4 | 61350.1 | 15.1 | 15749525.1 | 3417542.2 | 19167067.3 | 0 | 21.1 | 15.18 | 0 | 36.28 | 23.39 | 17.78 | 0 | 41.17 | 175675620 | 86513310 | 12806153 | 358731.3 | 0 | 0 | 7557377.5 | 0 | 0 | 5922057.5 | 23573636 | 0 | 160543.2 | 0 | 5524576.5 | 39034384 | 312.3 | 146590.9 | 0 | 62921548 | 4370503 | 13299199 | 6437.5 | 88.8 | 0 | 7714 | 0 | 0 | 4195.2 | 5599 | 0 | 6416.3 | 0 | 2123.4 | 5149.6 | 81.4 | 86 | 0 | 28592.5 | 3837 | 1319 | 38280.3 | 860 | 0 | 0 | 0.04 | 0 | 0.78 | 0
NC | 2040 | 185453870 | 22770018 | 188457.2 | 1134227.9 | 209546571.8 | 178786687.4 | 102862329.5 | 68010320 | 56438424 | 0.0359 | 0.0539 | 0.15 | 86672.03 | 46016 | 0.86 | 0.84 | 66.6 | 3.9 | 0.53 | 7.3 | 269.9 | 0.07 | 66.9 | 15.3 | 82.2 | 79.6 | 4.2 | 0.56 | 9 | 336.4 | 0.08 | 79.9 | 19 | 98.9 | 92.7 | 5.9 | 0.82 | 7.2 | 352.6 | 0.04 | 93.1 | 17.7 | 110.9 | 438.5 | 26.5 | 3.67 | 36.3 | 1690.4 | 0.24 | 440.2 | 86.8 | 527 | 13013777.3 | 753.2 | 102.9 | 1423055.4 | 52825.7 | 13.8 | 13064318.9 | 3001023 | 16065342 | 0 | 19.48 | 15.17 | 0 | 34.64 | 22.02 | 18.33 | 0 | 40.35 | 197904050 | 106684240 | 19474364 | 347894.9 | 0 | 0 | 5661160 | 0 | 0 | 7225485.5 | 21144160 | 0 | 159677.5 | 0 | 5515986.5 | 38761908 | 350.7 | 154310.3 | 0 | 78248770 | 8123102.5 | 13086885 | 10509.9 | 88.8 | 0 | 7714 | 0 | 0 | 5339 | 5599 | 0 | 6416.3 | 0 | 2127.9 | 5149.6 | 80.2 | 86 | 0 | 36321.4 | 3837 | 2464.6 | 57749.4 | 860 | 0 | 0 | 0.04 | 0 | 0.85 | 0
NC | 2045 | 197852460 | 22623336 | 201571.2 | 1240490.4 | 221917860.1 | 190739617.6 | 110706130.6 | 80668970 | 58896024 | 0.0359 | 0.0539 | 0.15 | 88095.85 | 49805.9 | 0.87 | 0.92 | 57.5 | 2.8 | 0.38 | 6.9 | 249.8 | 0.06 | 57.7 | 14.4 | 72.1 | 38 | 1.8 | 0.24 | 4.7 | 167.7 | 0.04 | 38.1 | 9.7 | 47.8 | 43.9 | 2.9 | 0.41 | 3.3 | 162.3 | 0.02 | 44.1 | 8.1 | 52.2 | 393.9 | 22.5 | 3.09 | 34.5 | 1564.1 | 0.21 | 395.4 | 81.1 | 476.6 | 11367755.3 | 556.3 | 74.2 | 1373335.7 | 49453.7 | 12.8 | 11404599.5 | 2850562.8 | 14255162.4 | 0 | 18.05 | 15.66 | 0 | 33.71 | 20.5 | 18.8 | 0 | 39.29 | 199975120 | 111211730 | 19266670 | 326880.2 | 0 | 0 | 3838330.5 | 0 | 0 | 8304393 | 21195310 | 0 | 293935.4 | 0 | 5492590.5 | 38185280 | 119.8 | 164270.6 | 0 | 81699740 | 8308609 | 12898980 | 11019.2 | 88.8 | 0 | 5349 | 0 | 0 | 6342.8 | 5369 | 0 | 8849.8 | 0 | 2132.4 | 5149.6 | 62.2 | 86 | 0 | 39080.5 | 3837 | 2551.3 | 56915.9 | 860 | 0 | 0 | 0.04 | 0 | 0.92 | 0
NC | 2050 | 209716240 | 18526870 | 212527.3 | 1359254.5 | 229814886.4 | 202176882.4 | 116738724.3 | 92611410 | 61327220 | 0.0359 | 0.0539 | 0.15 | 87139.21 | 53123 | 0.87 | 1 | 49 | 1.2 | 0.14 | 7.2 | 250.4 | 0.06 | 49 | 14.7 | 63.7 | 0 | 0 | 0 | 0 | 0 | 0 | 0 | 0 | 0 | 20 | 1.3 | 0.18 | 1.6 | 76.4 | 0.01 | 20.1 | 3.8 | 24 | 393.2 | 18 | 2.39 | 37.9 | 1707.6 | 0.2 | 394.4 | 88.8 | 483.3 | 9619182.7 | 241.7 | 27.5 | 1421316.5 | 49224.6 | 11.9 | 9633883 | 2891452.6 | 12525335.6 | 0 | 19.14 | 15.97 | 0 | 35.11 | 21.43 | 18.74 | 0 | 40.18 | 198269380 | 113076160 | 15814336 | 323242.6 | 0 | 0 | 745681 | 0 | 0 | 9411556 | 24106530 | 0 | 465410.8 | 0 | 5482851.5 | 38081956 | 17.9 | 173183.4 | 0 | 78758430 | 12185264 | 12720912 | 12034.3 | 88.8 | 0 | 2435 | 0 | 0 | 7363.6 | 5369 | 0 | 13259.7 | 0 | 2132.4 | 5149.6 | 62.2 | 86 | 0 | 37638.5 | 3837 | 3691.7 | 45056.5 | 860 | 0 | 0 | 0.04 | 0 | 1 | 0
ND | 2024 | 15875034 | 0 | 0 | 439514.4 | 16314548.9 | 15304091.7 | -160082.6 | 11702844 | 28949594 | 0.036 | 0.054 | 0.1764 | 6782.98 | 2991.8 | 0.77 | 0.75 | 272.6 | 31.1 | 4.52 | 8.7 | 601.8 | 0.14 | 274.7 | 26.6 | 301.3 | 298.2 | 34 | 4.95 | 9.5 | 659.3 | 0.15 | 300.6 | 29.2 | 329.8 | 248.9 | 20.9 | 2.98 | 15 | 776.3 | 0.13 | 250.4 | 38.1 | 288.5 | 767.7 | 68.8 | 9.95 | 43.2 | 2186.6 | 0.45 | 772.4 | 108.5 | 880.9 | 9062583 | 1034.4 | 150.4 | 288046.9 | 20014.7 | 4.5 | 9134472.9 | 885718.7 | 10020191.6 | 0 | 24.94 | 1.25 | 0 | 26.19 | 26.43 | 1.34 | 0 | 27.78 | 33649604 | 16474630 | 0 | 0 | 0 | 7320642.5 | 7731497 | 0 | 0 | 111489.3 | 0 | 0 | 142531.5 | 0 | 1965180.2 | 0 | 15122.8 | 0 | 0 | 0 | 16363142 | 0 | 0 | 0 | 0 | 2679 | 0 | 0 | 82.2 | 0 | 0 | 425.2 | 0 | 510 | 0 | 148.8 | 0 | 0 | 0 | 0 | 4727.9 | 0 | 0 | 0 | 0 | 0 | 0 | 0 | 0
ND | 2026 | 15844322 | 0 | 0 | 448099.8 | 16292421.3 | 15274483.8 | -4744329.5 | 11778010 | 29955462 | 0.036 | 0.054 | 0.176 | 39538.56 | 3062.6 | 0.87 | 0.86 | 154.9 | 17.7 | 2.57 | 4.9 | 341.2 | 0.08 | 156.1 | 15.1 | 171.2 | 173.5 | 19.8 | 2.88 | 5.5 | 383 | 0.09 | 174.8 | 17 | 191.8 | 144.7 | 10.4 | 1.47 | 10.3 | 503.9 | 0.08 | 145.4 | 25.3 | 170.7 | 605.1 | 54.2 | 7.81 | 33.8 | 1752.6 | 0.34 | 608.8 | 86.1 | 694.9 | 5255277.9 | 600.6 | 87.3 | 166404.2 | 11581.7 | 2.6 | 5297018.4 | 512252.9 | 5809271.3 | 0 | 18.95 | 7.45 | 0 | 26.4 | 20.08 | 7.96 | 0 | 28.05 | 34563252 | 21036750 | 0 | 0 | 0 | 6769724 | 4522880.5 | 0 | 0 | 132238.1 | 0 | 0 | 68817.1 | 0 | 2155567.2 | 0 | 9512.7 | 0 | 0 | 0 | 20904512 | 0 | 0 | 0 | 0 | 2679 | 0 | 0 | 104.4 | 0 | 0 | 425.2 | 0 | 559 | 0 | 128.3 | 0 | 0 | 0 | 0 | 6383.8 | 0 | 0 | 0 | 0 | 0 | 0 | 0 | 0
ND | 2028 | 16084381 | 0 | 0 | 456229.7 | 16540610.3 | 15505911.2 | -5957505.6 | 11642393 | 29995500 | 0.036 | 0.054 | 0.1767 | 36570.73 | 3127.2 | 0.94 | 0.93 | 75.7 | 8.7 | 1.26 | 2.4 | 166.4 | 0.04 | 76.3 | 7.3 | 83.6 | 80.1 | 9.2 | 1.33 | 2.5 | 176.6 | 0.04 | 80.8 | 7.8 | 88.6 | 85.9 | 3.2 | 0.41 | 8.9 | 394.3 | 0.04 | 86.1 | 20.7 | 106.8 | 432.6 | 37.2 | 5.34 | 25.8 | 1303.1 | 0.25 | 435.2 | 64.7 | 499.9 | 2578857.9 | 295.2 | 42.9 | 81229.7 | 5670.6 | 1.3 | 2599372.6 | 250563.4 | 2849936 | 0 | 12.75 | 7.09 | 0 | 19.83 | 13.53 | 7.6 | 0 | 21.13 | 34991520 | 22498116 | 0 | 0 | 0 | 8066681.5 | 2241741.2 | 0 | 0 | 166233.1 | 0 | 0 | 27017.8 | 0 | 2153830.8 | 0 | 4132 | 0 | 0 | 0 | 22331882 | 0 | 0 | 0 | 0 | 2679 | 0 | 0 | 135.8 | 0 | 0 | 425.2 | 0 | 559 | 0 | 107.1 | 0 | 0 | 0 | 0 | 7967.5 | 0 | 0 | 0 | 0 | 0 | 0 | 0 | 0
ND | 2030 | 16079182 | 0 | 0 | 401017.2 | 16480199.5 | 15500902.1 | -8118010.4 | 6951921 | 27410640 | 0.036 | 0.054 | 0.1766 | 49288.39 | 3255.7 | 0.96 | 0.96 | 45.1 | 5.2 | 0.75 | 1.4 | 98.6 | 0.02 | 45.4 | 4.3 | 49.8 | 47.7 | 5.5 | 0.8 | 1.5 | 104.6 | 0.02 | 48.1 | 4.6 | 52.7 | 104.2 | 5.1 | 0.68 | 9.7 | 439.9 | 0.05 | 104.5 | 22.8 | 127.3 | 326.1 | 28.3 | 4.05 | 19.2 | 984.8 | 0.18 | 328 | 48.6 | 376.6 | 1608701.9 | 184.8 | 26.9 | 50028.4 | 3520.8 | 0.8 | 1621544.6 | 155165.4 | 1776710 | 0 | 9.46 | 10.22 | 0 | 19.68 | 10.01 | 10.96 | 0 | 20.98 | 37058572 | 24598210 | 0 | 0 | 0 | 8967728 | 1421292.2 | 0 | 0 | 217687.8 | 0 | 0 | 7503.3 | 0 | 2063001.2 | 0 | 835.4 | 0 | 0 | 0 | 24380522 | 0 | 0 | 0 | 0 | 2679 | 0 | 0 | 183.6 | 0 | 0 | 425.2 | 0 | 559 | 0 | 103.1 | 0 | 0 | 0 | 0 | 10293.4 | 0 | 0 | 0 | 0 | 0 | 0 | 0 | 0
ND | 2035 | 17257814 | 0 | 0 | 410384.5 | 17668198.1 | 16637163.4 | -10678007.3 | 6285869.5 | 28566028 | 0.036 | 0.054 | 0.1766 | 81398.2 | 3560.9 | 0.97 | 0.97 | 29.7 | 3.4 | 0.5 | 0.9 | 64.8 | 0.01 | 29.9 | 2.9 | 32.8 | 33.5 | 3.8 | 0.56 | 1 | 73.1 | 0.02 | 33.7 | 3.2 | 37 | 135.7 | 7.7 | 1.06 | 11.5 | 540.5 | 0.07 | 136.2 | 27.6 | 163.9 | 294.8 | 25.8 | 3.71 | 17.1 | 877.3 | 0.17 | 296.5 | 43.3 | 339.9 | 1126679.1 | 129.6 | 18.9 | 34813.9 | 2458.7 | 0.6 | 1135690.9 | 108235.5 | 1243926.4 | 0 | 8.4 | 17.01 | 0 | 25.41 | 8.9 | 18.27 | 0 | 27.17 | 40083004 | 28346204 | 0 | 0 | 0 | 8771864 | 1016048.6 | 0 | 0 | 285230.2 | 0 | 0 | 1260.8 | 0 | 1947230.4 | 0 | 393.1 | 0 | 0 | 0 | 28060976 | 0 | 0 | 0 | 0 | 2679 | 0 | 0 | 254.2 | 0 | 0 | 425.2 | 0 | 559 | 0 | 103.1 | 0 | 0 | 0 | 0 | 12827.6 | 0 | 0 | 0 | 0 | 0 | 0 | 0 | 0
ND | 2040 | 18657330 | 0 | 0 | 474623.5 | 19131953.4 | 17986364.7 | -16774026.5 | 6270166 | 34140430 | 0.036 | 0.054 | 0.1766 | 76232.29 | 3920.7 | 0.99 | 0.99 | 14.8 | 1.7 | 0.25 | 0.5 | 32.4 | 0.01 | 15 | 1.4 | 16.4 | 17.1 | 2 | 0.29 | 0.5 | 37.2 | 0.01 | 17.2 | 1.6 | 18.8 | 157.2 | 9.4 | 1.29 | 13.8 | 617.5 | 0.1 | 157.9 | 32.2 | 190 | 230.6 | 19.3 | 2.76 | 14.1 | 721 | 0.12 | 231.9 | 35.7 | 267.6 | 637591.2 | 73.4 | 10.7 | 19643.4 | 1390.1 | 0.3 | 642694.8 | 61155.3 | 703850.1 | 0 | 6.76 | 15.45 | 0 | 22.21 | 7.13 | 16.64 | 0 | 23.77 | 47151492 | 35905980 | 0 | 0 | 0 | 8808631 | 599253.8 | 0 | 0 | 268155.2 | 0 | 0 | 0 | 0 | 1837627.4 | 0 | 0 | 0 | 0 | 6668388.5 | 28969436 | 0 | 0 | 0 | 0 | 2679 | 0 | 0 | 260 | 0 | 0 | 425.2 | 0 | 559 | 0 | 103.1 | 0 | 0 | 5107.4 | 0 | 13568.9 | 0 | 0 | 0 | 0 | 0 | 0 | 0 | 0
ND | 2045 | 19903522 | 354517.7 | 0 | 495077.1 | 20753115.9 | 19187746.7 | -16658825.2 | 7212027 | 35408736 | 0.0359 | 0.054 | 0.1768 | 81121.37 | 4216.8 | 0.99 | 0.99 | 14.1 | 1.6 | 0.24 | 0.4 | 30.7 | 0.01 | 14.2 | 1.4 | 15.6 | 16.5 | 1.9 | 0.28 | 0.5 | 36.1 | 0.01 | 16.7 | 1.6 | 18.3 | 160.2 | 8.3 | 1.12 | 15.4 | 671.2 | 0.1 | 160.7 | 35.4 | 196.1 | 220.8 | 17.3 | 2.45 | 14.7 | 730.6 | 0.12 | 222 | 36.5 | 258.5 | 646456.4 | 74.4 | 10.8 | 19916.5 | 1409.4 | 0.3 | 651631.1 | 62005.6 | 713636.7 | 0 | 6.74 | 16.15 | 0 | 22.89 | 7.21 | 17.72 | 0 | 24.93 | 49078824 | 37411940 | 304610.8 | 0 | 0 | 8914114 | 592394 | 0 | 0 | 264870.2 | 0 | 0 | 0 | 0 | 1855763.8 | 0 | 0 | 0 | 0 | 6618766.5 | 30528304 | 0 | 142.9 | 0 | 0 | 2221 | 0 | 0 | 267.5 | 0 | 0 | 425.2 | 0 | 559 | 0 | 103.1 | 0 | 0 | 5155.7 | 0 | 13790 | 945.8 | 0 | 0 | 0 | 0 | 0 | 0 | 0
ND | 2050 | 21012444 | 377386.6 | 0 | 612935.1 | 22002765.7 | 20256787.8 | -24034124.8 | 8946549 | 44363400 | 0.0359 | 0.054 | 0.1768 | 77733.82 | 4457.1 | 1 | 0.99 | 4.7 | 0.5 | 0.08 | 0.1 | 10.2 | 0 | 4.7 | 0.5 | 5.2 | 6.7 | 0.8 | 0.11 | 0.2 | 14.7 | 0 | 6.8 | 0.6 | 7.4 | 162.1 | 7.7 | 1.02 | 16.8 | 704.9 | 0.12 | 162.6 | 37.8 | 200.4 | 176.7 | 12.2 | 1.71 | 13.1 | 635.9 | 0.09 | 177.6 | 32.1 | 209.6 | 243196.4 | 28 | 4.1 | 7492.6 | 530.2 | 0.1 | 245143.1 | 23326.5 | 268469.5 | 0 | 5.68 | 15.51 | 0 | 21.19 | 6.07 | 17.1 | 0 | 23.17 | 57561670 | 46036892 | 321135.8 | 0 | 0 | 9155510 | 233192 | 0 | 0 | 250259 | 0 | 0 | 0 | 0 | 1814944.8 | 0 | 0 | 0 | 0 | 11933436 | 33853196 | 0 | 144 | 0 | 0 | 1733.1 | 0 | 0 | 281.4 | 0 | 0 | 425.2 | 0 | 559 | 0 | 103.1 | 0 | 0 | 11231.3 | 0 | 15852.6 | 950 | 0 | 0 | 0 | 0 | 0 | 0 | 0
NE | 2024 | 33243568 | 420.4 | 0 | 554304.6 | 33798293.5 | 32048512.5 | -2847273.2 | 22227818 | 39763480 | 0.0359 | 0.0539 | 0.16 | 6631.99 | 8248.8 | 0.85 | 0.79 | 149.7 | 16.6 | 2.41 | 6.2 | 349.5 | 0.1 | 150.9 | 16.7 | 167.6 | 214.7 | 23.8 | 3.45 | 8.7 | 501.8 | 0.13 | 216.4 | 23.7 | 240.1 | 252 | 20.3 | 2.89 | 15.9 | 811.9 | 0.13 | 253.4 | 40.2 | 293.6 | 729.1 | 63 | 9.13 | 43.4 | 2119.3 | 0.45 | 733.5 | 106.7 | 840.2 | 7615699 | 843.8 | 122.4 | 317406.5 | 17785.6 | 4.9 | 7674269.1 | 848765.8 | 8523034.8 | 0 | 24.74 | 1.46 | 0 | 26.2 | 26.31 | 1.6 | 0 | 27.91 | 51345810 | 36645570 | 360.7 | 44286.8 | 0 | 0 | 7151477.5 | 0 | 0 | 112950.5 | 306430.7 | 0 | 331421.8 | 0 | 962127.9 | 5903859 | 277.2 | 0 | 0 | 6556533.5 | 29976084 | 0 | 0.4 | 11 | 0 | 3777.6 | 0 | 0 | 75.1 | 338.5 | 0 | 1636.2 | 0 | 280.9 | 770 | 10.4 | 0 | 0 | 2705.2 | 0 | 7600.5 | 0.9 | 0 | 0 | 0 | 0 | 0 | 0 | 0
NE | 2026 | 33883490 | 4832.6 | 0 | 572985.4 | 34461307.2 | 32665430.8 | -4270655.1 | 23457434 | 39566136 | 0.0359 | 0.0539 | 0.16 | 41614.95 | 8418 | 0.89 | 0.86 | 104.1 | 11.6 | 1.68 | 4.6 | 242.7 | 0.07 | 104.9 | 11.8 | 116.8 | 146 | 16.2 | 2.35 | 6.2 | 341.7 | 0.1 | 147.1 | 16.4 | 163.6 | 152.1 | 10.8 | 1.52 | 10.9 | 534.9 | 0.08 | 152.9 | 26.9 | 179.8 | 612 | 53.4 | 7.7 | 35.6 | 1804.5 | 0.35 | 615.7 | 89.4 | 705.1 | 5197381.7 | 577.4 | 83.8 | 229563.1 | 12126 | 3.7 | 5237461.4 | 591927.3 | 5829388.8 | 0 | 20.3 | 8.77 | 0 | 29.07 | 21.59 | 9.53 | 0 | 31.12 | 50587470 | 38731964 | 4123.2 | 37835.3 | 0 | 0 | 4903535.5 | 0 | 0 | 137539 | 234809.2 | 0 | 177016.2 | 0 | 845792.2 | 5652303.5 | 96.2 | 0 | 0 | 6557142.5 | 32037280 | 0 | 3.4 | 11 | 0 | 3777.6 | 0 | 0 | 94.1 | 338.5 | 0 | 1631 | 0 | 280.9 | 770 | 10.4 | 0 | 0 | 2900.8 | 0 | 8660.3 | 12.9 | 0 | 0 | 0 | 0 | 0 | 0 | 0
NE | 2028 | 34669024 | 106592.2 | 0 | 834073.1 | 35609689.3 | 33422731.3 | -12431184.8 | 30312598 | 52007444 | 0.0359 | 0.0539 | 0.16 | 57355.78 | 8418.1 | 0.95 | 0.92 | 52.3 | 5.8 | 0.84 | 2.6 | 123 | 0.04 | 52.7 | 6.3 | 59 | 85.3 | 9.5 | 1.37 | 4 | 200.1 | 0.07 | 85.9 | 10 | 95.9 | 93.2 | 3.9 | 0.52 | 9.2 | 411.6 | 0.05 | 93.4 | 21.4 | 114.9 | 480.7 | 40.6 | 5.84 | 29.4 | 1460.9 | 0.28 | 483.5 | 73 | 556.6 | 2962889.8 | 328.8 | 47.7 | 150427.2 | 6970.5 | 2.5 | 2985715.8 | 358843.5 | 3344559.3 | 0 | 15.56 | 9.87 | 0 | 25.43 | 16.6 | 10.65 | 0 | 27.25 | 57325068 | 48040876 | 90990.1 | 31651.3 | 0 | 0 | 2788029.8 | 0 | 0 | 183037.2 | 159510.1 | 0 | 89287.1 | 0 | 717098.7 | 5407628.5 | 2.4 | 0 | 0 | 7470909 | 40386930 | 0 | 71.1 | 11 | 0 | 3756.6 | 0 | 0 | 129.3 | 338.5 | 0 | 1512.3 | 0 | 280.9 | 770 | 10.4 | 0 | 0 | 3491.4 | 0 | 12146.5 | 294.1 | 0 | 0 | 0 | 0 | 0 | 0 | 0
NE | 2030 | 35557764 | 716310 | 0 | 763779.8 | 37037854.4 | 34279530.5 | -7491762.9 | 30108640 | 46235250 | 0.0359 | 0.0539 | 0.16 | 64222.97 | 8706.1 | 0.96 | 0.94 | 40.7 | 4.6 | 0.67 | 2.2 | 93.1 | 0.04 | 41 | 5 | 46 | 62.6 | 7.1 | 1.03 | 3.1 | 143.5 | 0.05 | 63.1 | 7.4 | 70.4 | 106.9 | 5.4 | 0.73 | 9.7 | 445.7 | 0.05 | 107.3 | 23 | 130.3 | 416.4 | 36.2 | 5.19 | 24.6 | 1254.8 | 0.23 | 418.9 | 62 | 481 | 2128092.8 | 241.3 | 35.1 | 115448.6 | 4875.2 | 2.1 | 2144854.2 | 261302.9 | 2406157.1 | 0 | 13.17 | 10.82 | 0 | 24 | 14.2 | 11.83 | 0 | 26.03 | 53178576 | 44529616 | 607384.2 | 27278.4 | 0 | 0 | 2066354.4 | 0 | 0 | 272226.2 | 61930.8 | 0 | 16362.6 | 0 | 618253 | 5251396.5 | 0 | 0 | 0 | 6978086.5 | 37279304 | 0 | 475.6 | 11 | 0 | 3756.6 | 0 | 0 | 189.2 | 338.5 | 0 | 1438.1 | 0 | 280.9 | 770 | 6 | 0 | 0 | 3493.6 | 0 | 12146.5 | 1913.8 | 0 | 0 | 0 | 0 | 0 | 0 | 0
NE | 2035 | 37823060 | 1093379 | 0 | 745324.5 | 39661764 | 36463415.2 | -6122464.5 | 33702424 | 43265420 | 0.0359 | 0.0539 | 0.16 | 86276.44 | 9565.9 | 0.96 | 0.94 | 38.8 | 4.4 | 0.64 | 1.3 | 86.2 | 0.02 | 39.1 | 3.8 | 42.9 | 61.5 | 7 | 1.01 | 2 | 137.4 | 0.03 | 62 | 6.1 | 68.1 | 135.9 | 7.7 | 1.06 | 11.5 | 541.8 | 0.07 | 136.4 | 27.7 | 164.1 | 401.1 | 35 | 5.02 | 23.4 | 1198.3 | 0.22 | 403.5 | 59.2 | 462.7 | 1873892 | 213.4 | 31 | 60653.4 | 4162.9 | 0.9 | 1888718.2 | 184961.3 | 2073679.4 | 0 | 12.3 | 14.51 | 0 | 26.8 | 13.28 | 15.95 | 0 | 29.24 | 49199870 | 45784228 | 929269.4 | 27260 | 0 | 0 | 1840862.8 | 0 | 0 | 493477.2 | 39185.6 | 0 | 10723.9 | 0 | 568340.8 | 0 | 0 | 0 | 0 | 7038485 | 38252268 | 0 | 999.4 | 11 | 0 | 3756.6 | 0 | 0 | 344.2 | 338.5 | 0 | 1432.3 | 0 | 280.9 | 0 | 5 | 0 | 0 | 3655.8 | 0 | 12777.3 | 3407.8 | 0 | 0 | 0 | 0 | 0 | 0 | 0
NE | 2040 | 40417564 | 1531038.1 | 0 | 910460.2 | 42859060.5 | 38964666.4 | -17799091.7 | 35843124 | 56399916 | 0.0359 | 0.0539 | 0.16 | 84770.92 | 10467.3 | 0.98 | 0.97 | 15.7 | 1.8 | 0.26 | 0.5 | 34.5 | 0.01 | 15.8 | 1.5 | 17.3 | 27.5 | 3.1 | 0.45 | 0.9 | 61.2 | 0.01 | 27.7 | 2.7 | 30.4 | 157 | 9.3 | 1.28 | 13.7 | 618.4 | 0.1 | 157.7 | 32.2 | 189.9 | 330.5 | 28 | 4.01 | 20 | 1018.6 | 0.18 | 332.4 | 50.4 | 382.8 | 959657.4 | 109.9 | 16 | 30785.3 | 2114 | 0.5 | 967291.5 | 93913 | 1061204.4 | 0 | 10.01 | 13.81 | 0 | 23.83 | 10.89 | 15.24 | 0 | 26.13 | 63440776 | 60658150 | 1300314.4 | 22897.4 | 0 | 0 | 962998 | 0 | 0 | 622197.8 | 13120.6 | 0 | 983.5 | 0 | 482311.4 | 0 | 0 | 0 | 0 | 9304506 | 50731450 | 0 | 998.9 | 11 | 0 | 3417.5 | 0 | 0 | 475.7 | 338.5 | 0 | 1424.1 | 0 | 280.9 | 0 | 5 | 0 | 0 | 4993.6 | 0 | 18165 | 3406.9 | 0 | 0 | 0 | 0 | 0 | 0 | 0
NE | 2045 | 42761036 | 1691140.8 | 0 | 872618.8 | 45324797.6 | 41223894.7 | -14702332.6 | 36749276 | 54377164 | 0.0359 | 0.0539 | 0.16 | 86359.29 | 11206.3 | 0.98 | 0.98 | 16.8 | 1.9 | 0.28 | 0.5 | 37.1 | 0.01 | 16.9 | 1.6 | 18.5 | 22.2 | 2.5 | 0.36 | 0.7 | 49.6 | 0.01 | 22.3 | 2.2 | 24.5 | 160.5 | 8.4 | 1.13 | 15.3 | 671.3 | 0.1 | 161.1 | 35.3 | 196.4 | 295.5 | 23.8 | 3.39 | 19.1 | 955 | 0.16 | 297.2 | 47.6 | 344.7 | 1021296.8 | 116.6 | 17 | 32975.7 | 2259 | 0.5 | 1029400.1 | 100432.8 | 1129833 | 0 | 9.15 | 13.94 | 0 | 23.09 | 9.92 | 15.39 | 0 | 25.31 | 62965256 | 60027130 | 1443146.4 | 22635 | 0 | 0 | 1023463.3 | 0 | 0 | 792477.8 | 18591.8 | 0 | 2492.6 | 0 | 427796.7 | 0 | 0 | 0 | 0 | 10086076 | 49148576 | 0 | 1064.2 | 11 | 0 | 3119.3 | 0 | 0 | 614.4 | 338.5 | 0 | 1418.9 | 0 | 280.9 | 0 | 5 | 0 | 0 | 5591.8 | 0 | 18225 | 3659.3 | 0 | 0 | 0 | 0 | 0 | 0 | 0
NE | 2050 | 44904230 | 2517176.8 | 0 | 866831.4 | 48288239.6 | 43290015.3 | -14778087.8 | 35865428 | 54194790 | 0.0359 | 0.0539 | 0.16 | 85732.83 | 11806.1 | 0.99 | 0.98 | 14.8 | 1.7 | 0.24 | 0.5 | 32.9 | 0.01 | 14.9 | 1.5 | 16.4 | 19.1 | 2.1 | 0.31 | 0.7 | 43.6 | 0.01 | 19.3 | 2 | 21.2 | 163.7 | 7.9 | 1.05 | 16.7 | 706.9 | 0.11 | 164.2 | 37.8 | 202 | 265.6 | 18.9 | 2.65 | 19.3 | 938.9 | 0.14 | 266.8 | 47.3 | 314.1 | 949580.1 | 107.9 | 15.7 | 31198.7 | 2118.4 | 0.5 | 957073.4 | 94456.5 | 1051529.9 | 0 | 8.74 | 13.36 | 0 | 22.1 | 9.6 | 14.95 | 0 | 24.55 | 66620760 | 63066330 | 2147806 | 21296.8 | 0 | 0 | 945302.9 | 0 | 0 | 985845.5 | 30334.2 | 0 | 1730.1 | 0 | 407964.6 | 0 | 0 | 0 | 0 | 14180675 | 47899810 | 0 | 1366.6 | 11 | 0 | 3042.3 | 0 | 0 | 777.8 | 338.5 | 0 | 1412.8 | 0 | 280.9 | 0 | 1.6 | 0 | 0 | 7913.6 | 0 | 17319.8 | 5124.1 | 0 | 0 | 0 | 0 | 0 | 0 | 0
NH | 2024 | 10632490 | 666.7 | 0 | 122907 | 10756063.2 | 10250169 | 9398855.8 | 8778659 | 13843795 | 0.0359 | 0.054 | 0.135 | 10056.75 | 2359.9 | 0.91 | 0.94 | 52.6 | 3.2 | 0.43 | 13.7 | 224.9 | 0.17 | 52.8 | 20.4 | 73.2 | 34 | 2 | 0.28 | 9.6 | 147.5 | 0.12 | 34.1 | 14 | 48.1 | 327 | 7.9 | 0.93 | 37.5 | 1620.3 | 0.17 | 327.5 | 85.8 | 413.3 | 629.7 | 36.6 | 5.15 | 53.7 | 2381.1 | 0.38 | 632.2 | 124.8 | 756.9 | 833450.2 | 50.1 | 6.9 | 215552.6 | 3560.1 | 2.7 | 836824.3 | 322372.9 | 1159197.2 | 0 | 31.57 | 2.01 | 0 | 33.58 | 33.42 | 2.17 | 0 | 35.59 | 15838658 | 1357207.5 | 565 | 1652261.2 | 0 | 0 | 308564.2 | 0 | 0 | 270019.6 | 1130901.5 | 0 | 0 | 0 | 1427982 | 9961176 | 0 | 0 | 0 | 251195.5 | 835992.2 | 0 | 0.8 | 233.1 | 0 | 438.5 | 0 | 0 | 202.2 | 1238.5 | 0 | 0 | 0 | 506.5 | 1247.8 | 248.1 | 0 | 0 | 132.4 | 0 | 237.2 | 1.6 | 0 | 0 | 0 | 0.2 | 0 | 0 | 0
NH | 2026 | 10754940 | 629.5 | 0 | 110620.3 | 10866190 | 10368217.7 | 9031274.7 | 7653205 | 13173025 | 0.0359 | 0.054 | 0.135 | 40625.82 | 2412 | 0.91 | 0.94 | 46.9 | 1.9 | 0.25 | 13.7 | 229.7 | 0.16 | 47 | 20.6 | 67.6 | 32.5 | 1.3 | 0.17 | 10.1 | 161.4 | 0.12 | 32.6 | 14.9 | 47.5 | 306.1 | 6.7 | 0.75 | 35.7 | 1546.5 | 0.15 | 306.5 | 81.8 | 388.3 | 584.4 | 31.7 | 4.39 | 51.5 | 2314.9 | 0.33 | 586.5 | 120.6 | 707.1 | 769505.7 | 31.8 | 4.1 | 223598.2 | 3767.6 | 2.6 | 771579 | 336591.2 | 1108170.2 | 0 | 28.61 | 8.02 | 0 | 36.62 | 30.28 | 8.64 | 0 | 38.92 | 16407003 | 1834915.4 | 523.8 | 1651939.4 | 0 | 0 | 155105.4 | 0 | 0 | 350087.6 | 1402624.8 | 0 | 0 | 0 | 1426085.6 | 9935809 | 0 | 0 | 0 | 247691 | 1237136.6 | 0 | 0.8 | 233.1 | 0 | 438.5 | 0 | 0 | 263.3 | 1238.5 | 0 | 0 | 0 | 506.5 | 1247.8 | 248.1 | 0 | 0 | 132.4 | 0 | 330.7 | 1.6 | 0 | 0 | 0 | 0.21 | 0 | 0 | 0
NH | 2028 | 10962781 | 604.2 | 0 | 106049.3 | 11069434.3 | 10568587.4 | 8200040.7 | 6965741 | 13109813 | 0.0359 | 0.054 | 0.135 | 47921.08 | 2501.4 | 0.92 | 0.94 | 35.3 | 0.7 | 0.07 | 12.8 | 201.3 | 0.15 | 35.4 | 18.8 | 54.2 | 26.6 | 0.5 | 0.05 | 9.9 | 152 | 0.11 | 26.7 | 14.4 | 41.1 | 303.3 | 5.9 | 0.62 | 35.8 | 1567.5 | 0.14 | 303.6 | 82.6 | 386.2 | 527 | 25.2 | 3.44 | 49.8 | 2191.4 | 0.3 | 528.7 | 115.2 | 643.9 | 609323.2 | 11.7 | 1.2 | 219061 | 3469.1 | 2.5 | 609994 | 323133.1 | 933127.1 | 0 | 24.37 | 9.39 | 0 | 33.75 | 25.8 | 10.11 | 0 | 35.91 | 17243018 | 2869393.8 | 503.4 | 1646281.1 | 0 | 0 | 1853.7 | 0 | 0 | 442930.6 | 1443547.5 | 0 | 0 | 0 | 1416109 | 9865329 | 0 | 0 | 0 | 243864.3 | 2182598.8 | 0 | 0.8 | 233.1 | 0 | 330.5 | 0 | 0 | 335 | 1238.5 | 0 | 0 | 0 | 506.5 | 1247.8 | 248.1 | 0 | 0 | 132.4 | 0 | 573.5 | 1.6 | 0 | 0 | 0 | 0.21 | 0 | 0 | 0
NH | 2030 | 11234388 | 567.7 | 0 | 67725.2 | 11302680.8 | 10830432.2 | 5246893.9 | 3164454.5 | 11473400 | 0.0359 | 0.054 | 0.135 | 68501.87 | 2620.7 | 0.94 | 0.95 | 23.8 | 0.4 | 0.04 | 9.7 | 138.6 | 0.12 | 23.9 | 13.8 | 37.7 | 22.7 | 0.4 | 0.04 | 9.1 | 131.9 | 0.11 | 22.8 | 13 | 35.8 | 309 | 6.1 | 0.65 | 36.5 | 1591.3 | 0.15 | 309.3 | 83.9 | 393.3 | 494 | 22.6 | 3.05 | 47.4 | 2112 | 0.27 | 495.5 | 110.4 | 605.9 | 468774.4 | 8.8 | 0.9 | 189372.7 | 2724 | 2.4 | 469278.9 | 271202.8 | 740481.7 | 0 | 23.71 | 13.5 | 0 | 37.2 | 25.1 | 14.51 | 0 | 39.61 | 19669570 | 6055787 | 470 | 1316850 | 0 | 0 | 0 | 0 | 0 | 566379.3 | 1113299.5 | 0 | 0 | 0 | 1398922.1 | 9784241 | 0 | 0 | 0 | 304827.8 | 5184580 | 0 | 0.8 | 190 | 0 | 252.5 | 0 | 0 | 429.3 | 1238.5 | 0 | 0 | 0 | 506.5 | 1247.8 | 165.9 | 0 | 0 | 163.4 | 0 | 1365.9 | 1.6 | 0 | 0 | 0 | 0.21 | 0 | 0 | 0
NH | 2035 | 12009599 | 662.5 | 0 | 75399.2 | 12085660.9 | 11577779.9 | 5957290.2 | 3676376 | 10195998 | 0.0359 | 0.054 | 0.135 | 94690.51 | 2961.7 | 0.96 | 0.96 | 18.9 | 0.4 | 0.04 | 8.1 | 111.5 | 0.12 | 18.9 | 11.5 | 30.4 | 18.1 | 0.4 | 0.04 | 7.4 | 105.7 | 0.11 | 18.1 | 10.6 | 28.7 | 313.3 | 6.3 | 0.67 | 36.9 | 1610 | 0.15 | 313.7 | 84.9 | 398.6 | 450.1 | 18.6 | 2.47 | 45.5 | 1981.7 | 0.26 | 451.3 | 104.6 | 555.9 | 352416.5 | 6.9 | 0.7 | 151216.8 | 2078.6 | 2.2 | 352810.9 | 213764.7 | 566575.6 | 0 | 22.26 | 19.39 | 0 | 41.64 | 23.57 | 20.92 | 0 | 44.5 | 18655468 | 6128370.5 | 570.1 | 682643.4 | 0 | 0 | 1853.7 | 0 | 0 | 724548 | 759746.8 | 0 | 51318.4 | 0 | 1363190 | 9667775 | 0 | 0 | 0 | 294322.7 | 5109500 | 0 | 0.8 | 105.9 | 0 | 252.5 | 0 | 0 | 559 | 1238.5 | 0 | 896.8 | 0 | 506.5 | 1247.8 | 165.9 | 0 | 0 | 163.4 | 0 | 1365.9 | 1.6 | 0 | 0 | 0 | 0.21 | 0 | 0 | 0
NH | 2040 | 12935759 | 11480.7 | 0 | 96781.9 | 13044021.9 | 12470643 | 6938485.1 | 5534654.5 | 11131633 | 0.0359 | 0.054 | 0.135 | 93395.09 | 3317.7 | 0.95 | 0.95 | 20.1 | 0.4 | 0.04 | 8.3 | 118.2 | 0.12 | 20.1 | 11.8 | 32 | 23.9 | 0.5 | 0.05 | 7.7 | 135.6 | 0.1 | 23.9 | 11.8 | 35.7 | 291.2 | 6.1 | 0.66 | 34.1 | 1492 | 0.14 | 291.5 | 78.6 | 370.1 | 431.3 | 14.2 | 1.8 | 46.8 | 2019.3 | 0.24 | 432.2 | 107 | 539.2 | 375780.4 | 7.1 | 0.7 | 154069.6 | 2207.4 | 2.2 | 376184.8 | 220460.2 | 596645 | 0 | 21.83 | 19.95 | 0 | 41.78 | 23.13 | 21.57 | 0 | 44.7 | 18685524 | 6105536.5 | 9834.7 | 678426.8 | 0 | 0 | 0 | 0 | 0 | 745852.6 | 747642.7 | 0 | 102020 | 0 | 1360224.6 | 9681839 | 0 | 0 | 0 | 284297 | 5075387 | 0 | 5.2 | 105.9 | 0 | 252.5 | 0 | 0 | 592.6 | 1238.5 | 0 | 2286.1 | 0 | 506.5 | 1247.8 | 165.9 | 0 | 0 | 163.4 | 0 | 1365.9 | 31.3 | 0 | 0 | 0 | 0.21 | 0 | 0 | 0
NH | 2045 | 13812371 | 47278.5 | 0 | 98968.7 | 13958619.2 | 13315722.6 | 7640247.9 | 6025409 | 11390830 | 0.0359 | 0.054 | 0.135 | 91207.37 | 3598.8 | 0.94 | 0.93 | 27 | 0.5 | 0.05 | 8.9 | 153.9 | 0.12 | 27 | 13.5 | 40.6 | 32.2 | 0.6 | 0.06 | 8.5 | 178.4 | 0.1 | 32.2 | 13.9 | 46.1 | 252.9 | 5.4 | 0.59 | 29.5 | 1295 | 0.12 | 253.3 | 68.1 | 321.4 | 445 | 13.4 | 1.66 | 49.2 | 2128.2 | 0.24 | 445.9 | 112.7 | 558.6 | 522905.8 | 9.9 | 1 | 171964.2 | 2978 | 2.3 | 523468.5 | 261338.2 | 784806.8 | 0 | 21.73 | 19.75 | 0 | 41.48 | 23.03 | 21.42 | 0 | 44.45 | 19363702 | 6318371 | 40533.1 | 688448.3 | 0 | 0 | 0 | 0 | 0 | 779906.2 | 1091697.5 | 0 | 105677.1 | 0 | 1382049.9 | 9736924 | 0 | 0 | 0 | 395507.9 | 5142957 | 0 | 21.2 | 105.9 | 0 | 0 | 0 | 0 | 636 | 1238.5 | 0 | 3115.6 | 0 | 506.5 | 1247.8 | 165.9 | 0 | 0 | 218.7 | 0 | 1365.9 | 122.3 | 0 | 0 | 0 | 0.21 | 0 | 0 | 0
NH | 2050 | 14719064 | 177959.3 | 0 | 96469.2 | 14993492.3 | 14189776.5 | 5643406.8 | 5743234 | 13473957 | 0.0359 | 0.054 | 0.135 | 89980.53 | 3826.3 | 0.93 | 0.92 | 31.2 | 0.6 | 0.06 | 8.5 | 173.8 | 0.1 | 31.2 | 13.7 | 44.9 | 36.1 | 0.7 | 0.07 | 8.5 | 198.2 | 0.1 | 36.2 | 14.4 | 50.6 | 231.8 | 5.1 | 0.55 | 26.9 | 1184.7 | 0.11 | 232.1 | 62.3 | 294.4 | 437.4 | 11.7 | 1.39 | 49.3 | 2156.3 | 0.22 | 438.1 | 113.7 | 551.8 | 710568.1 | 13.4 | 1.3 | 193096.6 | 3956.9 | 2.4 | 711332.8 | 311660.9 | 1022993.7 | 0 | 21.62 | 19.13 | 0 | 40.75 | 22.98 | 20.92 | 0 | 43.91 | 22778374 | 9350085 | 151557.3 | 670287.1 | 0 | 0 | 0 | 0 | 0 | 834193 | 1489941.2 | 0 | 138784 | 0 | 1333402.6 | 9644316 | 0 | 0 | 0 | 1561080.8 | 6954812 | 0 | 108.3 | 105.9 | 0 | 0 | 0 | 0 | 695.7 | 1238.5 | 0 | 3246.2 | 0 | 506.5 | 1247.8 | 0 | 0 | 0 | 748.8 | 0 | 1870.5 | 470.5 | 0 | 0 | 0 | 0.21 | 0 | 0 | 0
NJ | 2024 | 83972136 | 1037307.6 | 253195.6 | 201555.7 | 85464192.4 | 80953543.1 | 72742922.9 | 20743186 | 18762830 | 0.0359 | 0.0539 | 0.146 | 10302.94 | 22578.3 | 0.51 | 0.48 | 198.4 | 3.9 | 0.4 | 26.6 | 1040.5 | 0.15 | 198.6 | 57.6 | 256.3 | 226.4 | 6.3 | 0.74 | 28.3 | 1124.4 | 0.17 | 226.8 | 61.9 | 288.6 | 342.3 | 20.7 | 2.9 | 28.2 | 1288.5 | 0.19 | 343.7 | 66.6 | 410.3 | 725.9 | 51.5 | 7.39 | 53.7 | 2434.2 | 0.46 | 729.5 | 126.3 | 855.8 | 16468162.7 | 322.9 | 33 | 2206881.9 | 86354.5 | 12.9 | 16486789.2 | 4783755.4 | 21270544.6 | 0 | 31.69 | 2.48 | 0.19 | 34.36 | 33.68 | 2.74 | 0.2 | 36.61 | 83450430 | 12721269 | 883711.4 | 715400.3 | 0 | 0 | 108091.6 | 0 | 0 | 3787993.5 | 40584920 | 0 | 612838.2 | 0 | 16563.3 | 27602772 | 0 | 204869.9 | 0 | 5039141 | 16323.6 | 3877811.5 | 1222.2 | 156.3 | 0 | 219 | 0 | 0 | 2818.6 | 8571.4 | 0 | 2865.6 | 0 | 12.3 | 3456.6 | 0 | 420 | 0 | 2531.6 | 1100 | 7.6 | 2444.4 | 4200 | 0 | 0.7 | 0.28 | 0 | 0 | 0
NJ | 2026 | 84709660 | 1349402.2 | 269357.9 | 227379.6 | 86555802.3 | 81664519 | 73322134.4 | 20876288 | 17799978 | 0.0359 | 0.0539 | 0.146 | 41151.43 | 22855 | 0.51 | 0.51 | 193.1 | 3.7 | 0.37 | 26 | 1015.3 | 0.15 | 193.3 | 56.3 | 249.6 | 209.3 | 5.3 | 0.6 | 26.9 | 1057.6 | 0.16 | 209.6 | 58.4 | 268 | 294.6 | 13.9 | 1.88 | 27.6 | 1247.6 | 0.15 | 295.5 | 64.8 | 360.3 | 671.7 | 45.2 | 6.42 | 51.4 | 2371.1 | 0.39 | 674.8 | 122.1 | 797 | 16021883.8 | 307.4 | 31 | 2159982.4 | 84244.1 | 12.6 | 16039520.6 | 4673909.3 | 20713429.8 | 0 | 29.63 | 9.82 | 0.49 | 39.95 | 31.53 | 10.88 | 0.52 | 42.93 | 83442856 | 13233668 | 1162943.5 | 714256.8 | 0 | 0 | 47632.5 | 0 | 0 | 4391693.5 | 39958844 | 0 | 516532 | 0 | 16557.5 | 27577204 | 0 | 215217.2 | 0 | 4968838.5 | 16235.5 | 3856900.5 | 1533.3 | 156.3 | 0 | 219 | 0 | 0 | 3283.7 | 8571.4 | 0 | 2865.6 | 0 | 12.3 | 3456.6 | 0 | 420 | 0 | 2531.6 | 1100 | 7.6 | 3066.6 | 4200 | 0 | 1.3 | 0.41 | 0 | 0 | 0
NJ | 2028 | 86062200 | 2187857 | 523734.9 | 266946.4 | 89040735.7 | 82968398.5 | 65463134.7 | 19883612 | 25142662 | 0.0359 | 0.0539 | 0.146 | 48541.08 | 23400.8 | 0.57 | 0.57 | 171.1 | 3.2 | 0.32 | 23.1 | 901.5 | 0.13 | 171.3 | 50 | 221.3 | 185.4 | 4.2 | 0.47 | 24.2 | 950.4 | 0.14 | 185.6 | 52.6 | 238.2 | 227.6 | 5.4 | 0.6 | 26.1 | 1147.7 | 0.11 | 227.9 | 60.3 | 288.2 | 608.8 | 37.2 | 5.24 | 50.3 | 2263 | 0.36 | 611.4 | 117.8 | 729.2 | 16055819.7 | 303.1 | 30.3 | 2166780 | 84576.1 | 12.6 | 16073133.6 | 4690595.8 | 20763729.4 | 0 | 25.99 | 11.39 | 0.28 | 37.67 | 27.79 | 12.77 | 0.3 | 40.86 | 94350730 | 23577600 | 1856946.6 | 701300.8 | 0 | 0 | 4113.4 | 0 | 0 | 5119739.5 | 39787290 | 0 | 535610.2 | 0 | 16419.3 | 27447372 | 0 | 424079.6 | 0 | 4899518.5 | 16148 | 13542195 | 2054 | 156.3 | 0 | 219 | 0 | 0 | 3842.8 | 8571.4 | 0 | 2588.8 | 0 | 12.3 | 3456.6 | 0 | 420 | 0 | 2531.6 | 3758 | 7.6 | 5149.2 | 4200 | 0 | 0.8 | 0.4 | 0 | 0 | 0
NJ | 2030 | 87955400 | 2232471.5 | 669988.6 | 287295.8 | 91145156 | 84793516.2 | 66858629.6 | 23843126 | 23372726 | 0.0359 | 0.0539 | 0.146 | 66732.88 | 24182.6 | 0.6 | 0.6 | 156.6 | 3 | 0.3 | 21.5 | 825.8 | 0.13 | 156.8 | 46.1 | 202.9 | 168.9 | 4 | 0.44 | 22.3 | 863.4 | 0.14 | 169.1 | 48 | 217.2 | 227.9 | 7.4 | 0.92 | 24.2 | 1087.3 | 0.11 | 228.4 | 56.7 | 285.1 | 566.5 | 34 | 4.74 | 47 | 2164 | 0.31 | 568.8 | 111.5 | 680.4 | 14115860 | 266 | 26.6 | 1935106.6 | 74440.7 | 11.7 | 14131052.1 | 4156643 | 18287695.1 | 0 | 25.08 | 15.65 | 0.57 | 41.3 | 26.86 | 17.57 | 0.61 | 45.04 | 90709310 | 24286526 | 1903318.4 | 684307 | 0 | 0 | 0 | 0 | 0 | 5970135.5 | 35753536 | 0 | 317480.5 | 0 | 16151.4 | 27202502 | 0 | 545485.8 | 0 | 4831165.5 | 16060.9 | 13469165 | 2054 | 156.3 | 0 | 219 | 0 | 0 | 4495.8 | 8177.4 | 0 | 2525.1 | 0 | 12.3 | 3456.6 | 0 | 420 | 0 | 2531.6 | 3758 | 7.6 | 5149.2 | 4200 | 0 | 1.2 | 0.53 | 0 | 0 | 0
NJ | 2035 | 93346710 | 4838105 | 584849 | 334681.3 | 99104349.2 | 89990985.3 | 60451581.5 | 28361908 | 30535910 | 0.0359 | 0.0539 | 0.146 | 87325.3 | 26464.7 | 0.7 | 0.67 | 117.2 | 2.2 | 0.22 | 16.5 | 619.1 | 0.11 | 117.3 | 35 | 152.3 | 138.8 | 3.5 | 0.4 | 18.4 | 702.7 | 0.12 | 139 | 39.4 | 178.4 | 235.6 | 10.3 | 1.36 | 22.6 | 1039.6 | 0.11 | 236.2 | 53.6 | 289.9 | 531.1 | 30.9 | 4.3 | 45.1 | 2052.7 | 0.3 | 533.2 | 106.3 | 639.6 | 11803925.6 | 222.5 | 22.3 | 1659364.2 | 62346 | 10.7 | 11816629.4 | 3520188 | 15336817.4 | 0 | 22.96 | 20.15 | 0 | 43.11 | 24.82 | 23.19 | 0 | 48.01 | 101395096 | 38652770 | 4126065.5 | 664766.4 | 0 | 0 | 0 | 0 | 0 | 6186297.5 | 30274236 | 0 | 216674.4 | 0 | 15643.4 | 26977168 | 0 | 467779.2 | 0 | 4664427 | 15845.2 | 27786198 | 3390.8 | 156.3 | 0 | 219 | 0 | 0 | 4794.9 | 8073.4 | 0 | 2525.1 | 0 | 12.3 | 3456.6 | 0 | 420 | 0 | 2531.6 | 7500 | 7.6 | 12268.9 | 4200 | 0 | 0 | 0.51 | 0 | 0 | 0
NJ | 2040 | 99775960 | 4049566.8 | 721135.4 | 336347.9 | 104883011.7 | 96189084.7 | 66946041.7 | 33072652 | 28033212 | 0.0359 | 0.0539 | 0.146 | 93424.66 | 28951.3 | 0.69 | 0.67 | 119.2 | 2.2 | 0.22 | 16.7 | 629.5 | 0.11 | 119.3 | 35.5 | 154.8 | 136.4 | 3.2 | 0.36 | 18.3 | 697.3 | 0.12 | 136.6 | 39.1 | 175.7 | 252.9 | 11.8 | 1.57 | 23.6 | 1095.2 | 0.12 | 253.7 | 56.3 | 310 | 485.5 | 24.5 | 3.34 | 44.7 | 2004.5 | 0.27 | 487.1 | 104.5 | 591.6 | 11824053.4 | 222.8 | 22.3 | 1659128 | 62445.5 | 10.6 | 11836778.9 | 3522908 | 15359686.9 | 0 | 21.73 | 22.38 | 0 | 44.11 | 23.45 | 25.54 | 0 | 48.99 | 99935950 | 37936972 | 3495361.5 | 649169.4 | 0 | 0 | 0 | 0 | 0 | 6025102 | 30233542 | 0 | 265077 | 0 | 15382 | 26753696 | 0 | 586750 | 0 | 4472580 | 26454.3 | 27412836 | 2216.2 | 156.3 | 0 | 219 | 0 | 0 | 4831.9 | 8073.4 | 0 | 2525.1 | 0 | 12.3 | 3456.6 | 0 | 420 | 0 | 2513.2 | 7500 | 7.6 | 9934 | 4200 | 0 | 0 | 0.51 | 0 | 0 | 0
NJ | 2045 | 105388930 | 3318769 | 705294.9 | 336666.9 | 109749655.9 | 101600175.1 | 72604817 | 34772324 | 26942374 | 0.0359 | 0.0539 | 0.146 | 94865.93 | 30847.5 | 0.67 | 0.65 | 132.3 | 2.5 | 0.25 | 18.2 | 697.7 | 0.11 | 132.4 | 39.1 | 171.5 | 147 | 3.3 | 0.36 | 19.6 | 755.6 | 0.12 | 147.2 | 42.1 | 189.3 | 253.8 | 9.5 | 1.22 | 25.8 | 1172.9 | 0.12 | 254.4 | 60.8 | 315.2 | 498.3 | 24.3 | 3.28 | 46.8 | 2099.4 | 0.27 | 499.9 | 109.4 | 609.4 | 13397611.2 | 252.5 | 25.3 | 1846904.1 | 70677.6 | 11.4 | 13412030.2 | 3956197.1 | 17368227.3 | 0 | 21.59 | 22.81 | 0 | 44.4 | 23.21 | 25.78 | 0 | 48.99 | 101973496 | 37144840 | 2801853 | 660220.7 | 0 | 0 | 0 | 0 | 0 | 5935720.5 | 33104374 | 0 | 771484.6 | 0 | 15523.3 | 26906224 | 0 | 568976.2 | 0 | 4137870.8 | 26230.7 | 27045018 | 2000 | 156.3 | 0 | 219 | 0 | 0 | 4915.9 | 7878.9 | 0 | 3462.3 | 0 | 12.3 | 3456.6 | 0 | 420 | 0 | 2331.4 | 7500 | 7.6 | 9031.5 | 4200 | 0 | 0 | 0.51 | 0 | 0 | 0
NJ | 2050 | 110751640 | 2811411.2 | 818371.8 | 348809.9 | 114730234.7 | 106769920.5 | 78173984.3 | 40565644 | 21255520 | 0.0359 | 0.0539 | 0.146 | 94387.55 | 32343.6 | 0.7 | 0.68 | 123.6 | 2.3 | 0.23 | 17.4 | 652.7 | 0.11 | 123.7 | 36.8 | 160.6 | 141 | 2.8 | 0.29 | 19.2 | 737.1 | 0.12 | 141.2 | 41.2 | 182.3 | 251.2 | 7.5 | 0.91 | 27.4 | 1221.9 | 0.12 | 251.7 | 63.8 | 315.5 | 488 | 19.3 | 2.51 | 49.4 | 2208.6 | 0.25 | 489.3 | 115.2 | 604.5 | 11724773.3 | 221 | 22.1 | 1647590.7 | 61926.7 | 10.6 | 11737392 | 3495898.9 | 15233290.8 | 0 | 22.38 | 22.82 | 0 | 45.2 | 24.01 | 25.66 | 0 | 49.68 | 95361130 | 36556252 | 2392125 | 648964.4 | 0 | 0 | 0 | 0 | 0 | 5938674 | 23891576 | 0 | 4436371.5 | 0 | 15347.9 | 26761736 | 0 | 658757.9 | 0 | 3726797.5 | 208892.6 | 26681886 | 2000 | 156.3 | 0 | 219 | 0 | 0 | 5063.1 | 5558.6 | 0 | 6930.4 | 0 | 12.3 | 3456.6 | 0 | 420 | 0 | 2067.9 | 7500 | 59.2 | 6739.9 | 4200 | 0 | 0 | 0.51 | 0 | 0 | 0
NM | 2024 | 26404772 | 2363.5 | 0 | 843032.7 | 27250168.7 | 25455568.5 | 7691599.6 | 24895854 | 30020412 | 0.0359 | 0.054 | 0.1268 | 9706.27 | 5203.1 | 0.61 | 0.68 | 338.8 | 33.1 | 4.76 | 15.9 | 924 | 0.17 | 341.1 | 43.4 | 384.5 | 275.8 | 26.5 | 3.81 | 13.5 | 766.5 | 0.14 | 277.6 | 36.3 | 313.9 | 272 | 9.8 | 1.26 | 28.1 | 1254.6 | 0.14 | 272.6 | 65.6 | 338.2 | 629.9 | 48.2 | 6.83 | 42.2 | 2110.4 | 0.33 | 633.2 | 105.2 | 738.5 | 10908440.1 | 1065.8 | 153.4 | 510777.6 | 29748.1 | 5.3 | 10982077.4 | 1398729.8 | 12380807.2 | 0 | 25.05 | 1.72 | 0 | 26.77 | 26.46 | 1.87 | 0 | 28.33 | 32440150 | 19558570 | 2057.5 | 30312.6 | 0 | 0 | 7968625.5 | 0 | 0 | 683159.4 | 4611029 | 0 | 25925.6 | 64042.6 | 152768.8 | 0 | 26819.5 | 0 | 0 | 3535160.8 | 15340250 | 0 | 2.8 | 5.4 | 0 | 1540 | 0 | 0 | 378.7 | 1429.4 | 0 | 800.8 | 8.6 | 82.7 | 0 | 68.8 | 0 | 0 | 1338.2 | 0 | 4409.4 | 5.6 | 0 | 0 | 0 | 0.16 | 0 | 0 | 0
NM | 2026 | 27114420 | 1113358.8 | 0 | 1190295.3 | 29418071.3 | 26139703.1 | -4569426.7 | 32260554 | 48763900 | 0.0359 | 0.054 | 0.1272 | 61896.21 | 5362.3 | 0.76 | 0.79 | 210.8 | 21 | 3.03 | 9.5 | 562.6 | 0.1 | 212.2 | 26.3 | 238.5 | 182.3 | 17.6 | 2.53 | 8.8 | 505.3 | 0.09 | 183.5 | 23.9 | 207.4 | 172.3 | 6.3 | 0.82 | 17.7 | 792.1 | 0.09 | 172.7 | 41.3 | 214.1 | 567.8 | 42 | 5.92 | 39.4 | 1956.6 | 0.29 | 570.7 | 97.8 | 668.5 | 9624728.9 | 959.9 | 138.3 | 432291.7 | 25685.9 | 4.7 | 9691090.1 | 1199009.8 | 10890099.9 | 0 | 22.29 | 10.45 | 0 | 32.74 | 24.04 | 11.79 | 0 | 35.83 | 46048896 | 33987496 | 936349.1 | 29553.5 | 0 | 0 | 7221343 | 0 | 0 | 977263.4 | 3647731.2 | 0 | 17718.6 | 63990.2 | 144711.9 | 0 | 0 | 0 | 0 | 9210697 | 23799538 | 0 | 598.6 | 5.4 | 0 | 1540 | 0 | 0 | 543.4 | 1429.4 | 0 | 729.8 | 8.6 | 82.7 | 0 | 0 | 0 | 0 | 3298.6 | 0 | 7009.4 | 2388.7 | 0 | 0 | 0 | 0.36 | 0 | 0 | 0
NM | 2028 | 27981756 | 1189335.6 | 0 | 1464862.9 | 30635956.7 | 26975868.9 | -13577041.4 | 40041948 | 60595496 | 0.0359 | 0.054 | 0.127 | 57818.5 | 5660.3 | 0.88 | 0.89 | 104 | 10.5 | 1.51 | 4.6 | 274.3 | 0.05 | 104.7 | 12.8 | 117.5 | 92.4 | 8.8 | 1.26 | 4.6 | 260.8 | 0.05 | 93 | 12.4 | 105.3 | 108.5 | 3.6 | 0.45 | 11.5 | 516.5 | 0.05 | 108.8 | 26.9 | 135.7 | 454 | 35.4 | 5.02 | 30 | 1508.2 | 0.24 | 456.5 | 75 | 531.5 | 5282575.7 | 532.2 | 76.7 | 232805.6 | 13928.2 | 2.6 | 5319384.8 | 648570.1 | 5967954.9 | 0 | 15.92 | 9.36 | 0 | 25.28 | 17.29 | 10.52 | 0 | 27.81 | 51349980 | 44213000 | 1016649.4 | 26475.3 | 0 | 0 | 4022638.5 | 0 | 0 | 1304120.8 | 1884938.8 | 0 | 11529.4 | 62781.2 | 111969.2 | 0 | 0 | 0 | 0 | 11483429 | 31425446 | 0 | 598.4 | 5.4 | 0 | 1540 | 0 | 0 | 757 | 1429.4 | 0 | 729.8 | 8.6 | 82.7 | 0 | 0 | 0 | 0 | 4273.9 | 0 | 9169.9 | 2391.4 | 0 | 0 | 0 | 0.36 | 0 | 0 | 0
NM | 2030 | 29000870 | 1630003.4 | 0 | 1438500.9 | 32069374.8 | 27958354.2 | -15517842.8 | 38981516 | 60206284 | 0.0359 | 0.054 | 0.1273 | 58746.03 | 5924.1 | 0.92 | 0.92 | 74.7 | 7.7 | 1.1 | 3.2 | 193.2 | 0.04 | 75.3 | 9 | 84.2 | 70.8 | 6.9 | 1 | 3.3 | 193 | 0.04 | 71.3 | 9.1 | 80.4 | 64.8 | 2.4 | 0.3 | 6.7 | 301.7 | 0.03 | 64.9 | 15.7 | 80.6 | 363.3 | 29 | 4.12 | 23.6 | 1186.2 | 0.19 | 365.2 | 59 | 424.3 | 3944120 | 403.5 | 58.2 | 168410.1 | 10203.9 | 1.9 | 3972047.2 | 473011.4 | 4445058.6 | 0 | 13.06 | 9.43 | 0 | 22.49 | 14.34 | 10.7 | 0 | 25.04 | 53478772 | 47587216 | 1383088.4 | 24320.1 | 0 | 0 | 3071547.8 | 0 | 0 | 1533056 | 1254429.2 | 0 | 6260.9 | 61267.8 | 90641 | 0 | 0 | 0 | 0 | 10748039 | 35306124 | 0 | 777.7 | 5.4 | 0 | 1540 | 0 | 0 | 930.5 | 1429.4 | 0 | 729.8 | 8.6 | 82.7 | 0 | 0 | 0 | 0 | 4273.9 | 0 | 10440.2 | 3391.6 | 0 | 0 | 0 | 0.45 | 0 | 0.45 | 0
NM | 2035 | 31873004 | 3476175.5 | 0 | 1433595.7 | 36782774.1 | 30727267 | -13963062.7 | 40562004 | 58391000 | 0.0359 | 0.0539 | 0.1274 | 83407.28 | 6720.8 | 0.98 | 0.97 | 7 | 0.1 | 0.01 | 0.8 | 36.6 | 0 | 7 | 1.9 | 8.9 | 21.1 | 1.6 | 0.22 | 1.5 | 73.1 | 0.01 | 21.3 | 3.7 | 24.9 | 79.8 | 2.9 | 0.37 | 8.2 | 371.5 | 0.04 | 79.9 | 19.3 | 99.2 | 284.6 | 21.5 | 3.03 | 20 | 969.7 | 0.16 | 286.1 | 48.9 | 335 | 377081.4 | 7.1 | 0.7 | 44778.4 | 1972 | 0.2 | 377487.2 | 103590 | 481077.2 | 0 | 11.2 | 13 | 0 | 24.2 | 12.63 | 15.47 | 0 | 28.09 | 54759240 | 50745836 | 2953556.8 | 7027.4 | 0 | 0 | 0 | 0 | 0 | 1803235.6 | 905175.3 | 0 | 4461.4 | 60463.1 | 82718.2 | 0 | 0 | 0 | 0 | 12846073 | 36096530 | 0 | 1553.4 | 3.2 | 0 | 0 | 0 | 0 | 1165.9 | 1429.4 | 0 | 729.8 | 8.6 | 82.7 | 0 | 0 | 0 | 0 | 5360 | 0 | 10574.7 | 8108.3 | 0 | 0 | 0 | 0.45 | 0 | 0.6 | 0
NM | 2040 | 35327660 | 4136690.5 | 0 | 1659451.9 | 41123803.9 | 34057763 | -21571488.1 | 45330910 | 70944190 | 0.0359 | 0.0539 | 0.1271 | 82313.7 | 7590.6 | 0.99 | 0.98 | 3.7 | 0.1 | 0.01 | 0.4 | 19.5 | 0 | 3.7 | 1 | 4.8 | 11.4 | 0.8 | 0.11 | 0.8 | 40.8 | 0.01 | 11.5 | 2.1 | 13.5 | 83.8 | 3.5 | 0.45 | 8.3 | 378.1 | 0.04 | 84 | 19.5 | 103.5 | 249.3 | 19.7 | 2.8 | 16.5 | 823.9 | 0.13 | 250.7 | 41.1 | 291.8 | 244945.9 | 4.6 | 0.5 | 29116 | 1281 | 0.1 | 245209.5 | 67320.2 | 312529.7 | 0 | 8.43 | 12.81 | 0 | 21.23 | 9.53 | 15.36 | 0 | 24.89 | 66952224 | 62695290 | 3529018.5 | 5597.9 | 0 | 0 | 0 | 0 | 0 | 1814093.6 | 593047.3 | 0 | 2086.2 | 60463.5 | 66719.2 | 0 | 0 | 0 | 0 | 15075296 | 45805904 | 0 | 1950.1 | 3.2 | 0 | 0 | 0 | 0 | 1229.9 | 1429.4 | 0 | 701.3 | 8.6 | 82.7 | 0 | 0 | 0 | 0 | 6981.4 | 0 | 13310.6 | 9620.3 | 0 | 0 | 0 | 0.67 | 0 | 0.75 | 0
NM | 2045 | 38623576 | 3706490.5 | 0 | 1568050.6 | 43898118.4 | 37235203.7 | -17278244.1 | 44442784 | 65234230 | 0.0359 | 0.0539 | 0.1264 | 83373.94 | 8353.1 | 0.99 | 0.99 | 2.9 | 0.1 | 0.01 | 0.3 | 15 | 0 | 2.9 | 0.8 | 3.7 | 8.9 | 0.6 | 0.09 | 0.6 | 31.1 | 0 | 8.9 | 1.6 | 10.5 | 53.9 | 2.4 | 0.32 | 5.1 | 237.1 | 0.03 | 54 | 12.2 | 66.2 | 167.5 | 12.2 | 1.72 | 12.4 | 585 | 0.09 | 168.3 | 29.9 | 198.2 | 182994.3 | 3.4 | 0.3 | 21751.3 | 957 | 0.1 | 183191.2 | 50292.9 | 233484.1 | 0 | 6.44 | 13.31 | 0 | 19.76 | 7.28 | 15.6 | 0 | 22.88 | 64885224 | 61176364 | 3158363 | 4069.6 | 0 | 0 | 0 | 0 | 0 | 1797388.6 | 445586.6 | 0 | 974.3 | 48722 | 51146.8 | 0 | 0 | 0 | 0 | 14989330 | 44389644 | 0 | 1849.8 | 3.2 | 0 | 0 | 0 | 0 | 1301.8 | 1429.4 | 0 | 701.3 | 7 | 82.7 | 0 | 0 | 0 | 0 | 7744 | 0 | 13260.2 | 8516 | 0 | 0 | 0 | 0.67 | 0 | 0.9 | 0
NM | 2050 | 41799732 | 3980005.2 | 0 | 1614115.5 | 47393854.4 | 40297165.9 | -14987645.8 | 47227010 | 66088090 | 0.0359 | 0.0539 | 0.1275 | 86144.16 | 9052.4 | 0.99 | 1 | 3.7 | 0.1 | 0.01 | 0.4 | 19.3 | 0 | 3.7 | 1 | 4.7 | 0 | 0 | 0 | 0 | 0 | 0 | 0 | 0 | 0 | 32.5 | 1.6 | 0.22 | 3 | 137.4 | 0.02 | 32.6 | 7.1 | 39.6 | 158.9 | 10 | 1.39 | 13 | 607.6 | 0.08 | 159.6 | 31.1 | 190.7 | 244571.3 | 4.6 | 0.5 | 29028.3 | 1279 | 0.1 | 244834.5 | 67172.4 | 312007 | 0 | 6.81 | 13.73 | 0 | 20.54 | 7.7 | 16.03 | 0 | 23.73 | 66431430 | 62381496 | 3406418.5 | 4220.1 | 0 | 0 | 0 | 0 | 0 | 1804822.2 | 586006.8 | 0 | 2071.1 | 0 | 51212.6 | 0 | 0 | 0 | 0 | 15457075 | 45119604 | 0 | 1917.2 | 3.2 | 0 | 0 | 0 | 0 | 1384.3 | 1429.4 | 0 | 701.3 | 0 | 82.7 | 0 | 0 | 0 | 0 | 8353.5 | 0 | 13200.8 | 8611.9 | 0 | 0 | 0 | 0.72 | 0 | 1 | 0
NV | 2024 | 41460850 | 482603.6 | 0 | 713875.8 | 42657326 | 39970667.8 | 31047977.7 | 25341504 | 21446326 | 0.0359 | 0.0539 | 0.1435 | 58784.83 | 9953.5 | 0.5 | 0.59 | 227.5 | 7.7 | 0.95 | 23.8 | 1082.6 | 0.1 | 228 | 56.1 | 284.1 | 212.8 | 9.9 | 1.31 | 20 | 927.1 | 0.1 | 213.5 | 47.7 | 261.2 | 260 | 6.5 | 0.74 | 29.3 | 1306.5 | 0.12 | 260.4 | 68.2 | 328.7 | 669.4 | 49.8 | 7.04 | 46 | 2292.3 | 0.34 | 672.8 | 114.4 | 787.2 | 8745047.1 | 294.5 | 36.5 | 916462.2 | 41614 | 3.9 | 8763792.7 | 2157625.4 | 10921418.1 | 0 | 28.95 | 12.36 | 0 | 41.32 | 30.82 | 13.66 | 0 | 44.48 | 38807892 | 11609348 | 409878.8 | 43501 | 0 | 0 | 1221801.9 | 0 | 223158.4 | 1001002.8 | 18352916 | 0 | 8086.3 | 5010982 | 2147917.8 | 0 | 3457.8 | 0 | 0 | 10045365 | 339822 | 0 | 400 | 9.8 | 0 | 472.4 | 0 | 110 | 548.4 | 5272.9 | 0 | 1177.6 | 672.9 | 1051.7 | 0 | 334 | 0 | 0 | 3781.2 | 0 | 150 | 1200 | 0 | 0 | 0 | 0.27 | 0 | 0 | 0
NV | 2026 | 42520640 | 1269819.9 | 0 | 861089.4 | 44651548.9 | 40992365.9 | 30667584.5 | 31481748 | 25181292 | 0.0359 | 0.0539 | 0.1435 | 68613.89 | 10216.3 | 0.58 | 0.64 | 185.4 | 5.8 | 0.71 | 19.8 | 894.7 | 0.08 | 185.8 | 46.5 | 232.2 | 189.6 | 9.6 | 1.28 | 17.3 | 802 | 0.09 | 190.2 | 41.2 | 231.5 | 174.4 | 5.5 | 0.67 | 18.7 | 841.6 | 0.08 | 174.7 | 43.8 | 218.5 | 610.1 | 43.8 | 6.16 | 43.5 | 2147.1 | 0.31 | 613.1 | 107.6 | 720.7 | 7040246.1 | 222.3 | 27.1 | 751373.3 | 33973.4 | 3.1 | 7054268.7 | 1764634.4 | 8818903.1 | 0 | 27 | 14.12 | 0 | 41.12 | 29 | 15.91 | 0 | 44.91 | 38388556 | 13983965 | 1065924.9 | 41437.2 | 0 | 0 | 867333.4 | 0 | 224728.6 | 1232093.2 | 15261698 | 0 | 5733.7 | 5010982 | 2149377.8 | 0 | 2107.3 | 0 | 0 | 12189153 | 337989.3 | 0 | 902.2 | 9.8 | 0 | 218.4 | 0 | 110 | 677.2 | 5272.9 | 0 | 1177.6 | 672.9 | 1051.7 | 0 | 334 | 0 | 0 | 4566.5 | 0 | 150 | 3208.8 | 0 | 0 | 0 | 0.3 | 0 | 0 | 0
NV | 2028 | 43778480 | 3370340.8 | 0 | 1035289.9 | 48184110 | 42204994.4 | 29181514.9 | 37329780 | 29083028 | 0.0359 | 0.0539 | 0.1435 | 61529.2 | 10589.8 | 0.73 | 0.75 | 120.1 | 4.1 | 0.5 | 12.6 | 571 | 0.05 | 120.3 | 29.6 | 149.9 | 142.3 | 8.4 | 1.15 | 12 | 563.7 | 0.07 | 142.9 | 28.8 | 171.6 | 116.7 | 4.3 | 0.54 | 11.9 | 543.3 | 0.05 | 117 | 28.1 | 145.1 | 512.5 | 34.6 | 4.84 | 38.8 | 1870.2 | 0.26 | 514.9 | 94.7 | 609.5 | 4729921.8 | 160.3 | 19.9 | 494974.1 | 22479.9 | 2.1 | 4740133.9 | 1165451.4 | 5905585.3 | 0 | 22.55 | 12.08 | 0 | 34.63 | 24.87 | 14.24 | 0 | 39.11 | 39968390 | 19002596 | 2899021 | 37443.3 | 0 | 0 | 690322.4 | 0 | 221165 | 1499043.8 | 10182838 | 0 | 1176.8 | 5010982 | 2144015 | 0 | 0 | 0 | 0 | 16946220 | 336166.7 | 0 | 2170.2 | 9.8 | 0 | 218.4 | 0 | 110 | 827.1 | 4822.9 | 0 | 1122.6 | 672.9 | 1051.7 | 0 | 108 | 0 | 0 | 6237.9 | 0 | 150 | 8280.8 | 0 | 0 | 0 | 0.37 | 0 | 0 | 0
NV | 2030 | 45225730 | 4487824.5 | 0 | 920303.5 | 50633856.1 | 43600225.6 | 29536048 | 33446132 | 22939226 | 0.0359 | 0.0539 | 0.1435 | 62703.38 | 11039.2 | 0.8 | 0.8 | 93 | 3.6 | 0.46 | 9.3 | 427.2 | 0.04 | 93.2 | 22.1 | 115.3 | 115.2 | 7.4 | 1.02 | 9.2 | 438.2 | 0.06 | 115.7 | 22.3 | 138 | 80.9 | 2.9 | 0.36 | 8.4 | 380.5 | 0.04 | 81.1 | 19.8 | 100.8 | 440.4 | 30.7 | 4.31 | 33 | 1578.5 | 0.23 | 442.5 | 80.1 | 522.6 | 3661401.8 | 143.2 | 18.3 | 365985.5 | 16798.9 | 1.6 | 3670676.7 | 867041.1 | 4537717.8 | 0 | 20.63 | 12.12 | 0 | 32.74 | 23.15 | 14.53 | 0 | 37.69 | 40163350 | 21097808 | 3766641.5 | 33434.9 | 0 | 0 | 719448.1 | 0 | 221549.8 | 1835347 | 7390442.5 | 0 | 1059.1 | 5010982 | 2143527 | 0 | 9.5 | 0 | 0 | 18706558 | 334354.2 | 0 | 2799.5 | 9.8 | 0 | 218.4 | 0 | 110 | 1019.9 | 4822.9 | 0 | 1122.6 | 672.9 | 1051.7 | 0 | 108 | 0 | 0 | 6904.3 | 0 | 150 | 10798.1 | 0 | 0 | 0 | 0.44 | 0 | 0 | 0
NV | 2035 | 49224504 | 10746523 | 0 | 821975.1 | 60793000.9 | 47455277.9 | 30363632.3 | 27402128 | 20294080 | 0.0359 | 0.0539 | 0.1435 | 85986.97 | 12304.5 | 0.87 | 0.86 | 62.2 | 2.7 | 0.35 | 6 | 277.9 | 0.03 | 62.3 | 14.3 | 76.6 | 86 | 5.6 | 0.78 | 6.7 | 323.9 | 0.04 | 86.3 | 16.4 | 102.7 | 106.3 | 3.3 | 0.4 | 11.4 | 514.8 | 0.05 | 106.5 | 26.8 | 133.3 | 366.4 | 25.5 | 3.57 | 28 | 1320.4 | 0.2 | 368.1 | 67.4 | 435.5 | 3269309.4 | 140.9 | 18.4 | 314957 | 14587.5 | 1.5 | 3278528.3 | 750067.7 | 4028596 | 0 | 16.65 | 15.05 | 0 | 31.71 | 19.69 | 19.96 | 0 | 39.65 | 53722356 | 30429370 | 9110534 | 28606 | 0 | 0 | 769251.6 | 0 | 221845.2 | 2271810.8 | 6230536.5 | 0 | 1176.8 | 5010982 | 2141884.8 | 0 | 15.5 | 0 | 0 | 27605850 | 329864.5 | 0 | 5280.2 | 9.8 | 0 | 218.4 | 0 | 110 | 1324.2 | 4603.9 | 0 | 1122.6 | 672.9 | 1051.7 | 0 | 108 | 0 | 0 | 10096.9 | 0 | 150 | 25597.1 | 0 | 0 | 0 | 0.44 | 0 | 0 | 0
NV | 2040 | 53991956 | 19410706 | 0 | 773784.2 | 74176446.5 | 52051375.1 | 30607505.9 | 24090626 | 21693290 | 0.0359 | 0.0539 | 0.1435 | 83879.89 | 13725 | 0.93 | 0.91 | 35.7 | 1.6 | 0.21 | 3.4 | 158.2 | 0.02 | 35.8 | 8.1 | 43.9 | 55.5 | 3.7 | 0.52 | 4.3 | 205.9 | 0.03 | 55.8 | 10.5 | 66.2 | 132.6 | 4.7 | 0.59 | 13.7 | 623.3 | 0.06 | 132.9 | 32.3 | 165.3 | 335.9 | 24 | 3.37 | 24.6 | 1191.4 | 0.18 | 337.6 | 60.2 | 397.8 | 2492699.7 | 110.7 | 14.5 | 237189.4 | 11017.6 | 1.1 | 2499966.8 | 565822.3 | 3065789.1 | 0 | 13.52 | 13.25 | 0 | 26.77 | 16.68 | 19.57 | 0 | 36.25 | 71826840 | 43568940 | 16548259 | 24750.8 | 0 | 0 | 620318.8 | 0 | 220253.9 | 2166084.8 | 4704764 | 0 | 470.7 | 4232047.5 | 2127289.2 | 0 | 0 | 0 | 0 | 40857836 | 324767.7 | 0 | 8645 | 9.8 | 0 | 218.4 | 0 | 110 | 1383.6 | 4530.9 | 0 | 1122.6 | 570 | 1051.7 | 0 | 108 | 0 | 0 | 14869.9 | 0 | 150 | 47266.3 | 0 | 0 | 0 | 0.44 | 0 | 0 | 0
NV | 2045 | 58635710 | 27163644 | 0 | 869947.3 | 86669307.6 | 56528201.5 | 29706135.2 | 23931180 | 27569732 | 0.0359 | 0.0539 | 0.1435 | 86890.31 | 14993.6 | 0.95 | 0.94 | 22.8 | 1 | 0.13 | 2.2 | 101.1 | 0.01 | 22.8 | 5.2 | 28 | 36.7 | 2.3 | 0.32 | 3 | 141.9 | 0.02 | 36.9 | 7.2 | 44.1 | 135.8 | 5.3 | 0.68 | 13.7 | 623 | 0.06 | 136.1 | 32.2 | 168.4 | 251.2 | 16.6 | 2.31 | 20.2 | 933.3 | 0.14 | 252.3 | 48.1 | 300.4 | 1987473.4 | 88.1 | 11.6 | 189275.2 | 8789.3 | 0.9 | 1993256.9 | 451441.3 | 2444698.2 | 0 | 10.6 | 12.85 | 0 | 23.45 | 14.08 | 20.27 | 0 | 34.35 | 90372510 | 56963176 | 23051074 | 21069.9 | 0 | 0 | 494881.8 | 0 | 205508.9 | 2124238.5 | 3802032.5 | 0 | 470.7 | 3985052 | 2054759.6 | 0 | 0 | 0 | 0 | 54633420 | 0 | 0 | 11627.7 | 9.8 | 0 | 218.4 | 0 | 110 | 1458.7 | 4530.9 | 0 | 1122.6 | 545.1 | 1051.7 | 0 | 108 | 0 | 0 | 19770.5 | 0 | 0 | 65838.5 | 0 | 0 | 0 | 0.44 | 0 | 0 | 0
NV | 2050 | 63261336 | 28894540 | 0 | 893223.5 | 93049102.1 | 60987519 | 28487933.6 | 22713486 | 28814346 | 0.0359 | 0.0539 | 0.1435 | 88970.55 | 16134 | 0.95 | 0.93 | 23.7 | 1 | 0.13 | 2.3 | 105.9 | 0.01 | 23.7 | 5.4 | 29.2 | 37.4 | 2 | 0.27 | 3.3 | 154.8 | 0.02 | 37.5 | 8 | 45.5 | 140.3 | 5.9 | 0.77 | 13.8 | 631.1 | 0.07 | 140.7 | 32.6 | 173.3 | 239.5 | 13.2 | 1.8 | 21.4 | 975.8 | 0.13 | 240.3 | 50.5 | 290.8 | 2283568.1 | 98.4 | 12.9 | 219984.4 | 10188.6 | 1 | 2290008.9 | 523885.4 | 2813894.2 | 0 | 11.23 | 13.13 | 0 | 24.36 | 14.97 | 20.61 | 0 | 35.58 | 99193630 | 64561164 | 24554166 | 21004.1 | 0 | 0 | 540068.8 | 0 | 0 | 2138450.8 | 4403195 | 0 | 353 | 3016266 | 2097411.8 | 0 | 0 | 0 | 0 | 62422710 | 0 | 0 | 13258.2 | 9.8 | 0 | 218.4 | 0 | 0 | 1580.6 | 4145.9 | 0 | 696 | 415 | 1051.7 | 0 | 0 | 0 | 0 | 22744.3 | 0 | 0 | 69034.6 | 0 | 0 | 0 | 0.45 | 0 | 0 | 0
NY | 2024 | 154072400 | 1668020.6 | 1393849.1 | 434058.8 | 157568330.1 | 148533067.8 | 130529638.4 | 27486892 | 13722966 | 0.0359 | 0.054 | 0.15 | 10097.62 | 34902.2 | 0.68 | 0.65 | 161.3 | 5.2 | 0.76 | 20.7 | 673.5 | 0.19 | 161.7 | 40.8 | 202.5 | 182.5 | 6.2 | 0.88 | 22.8 | 771.1 | 0.2 | 182.9 | 45.9 | 228.8 | 246.7 | 8.1 | 1.08 | 26.9 | 1113.2 | 0.16 | 247.3 | 60.1 | 307.3 | 689.6 | 41.4 | 6.04 | 59.8 | 2396.4 | 0.54 | 692.5 | 131.3 | 823.8 | 22940282 | 739.3 | 107.6 | 2939534.9 | 95889.1 | 26.3 | 22991689.4 | 5804208.6 | 28795898.1 | 0 | 33.31 | 2.05 | 5.18 | 40.54 | 35.42 | 2.26 | 5.47 | 43.14 | 143947660 | 27038692 | 1426944 | 2012466.8 | 0 | 13723090 | 1649607.2 | 0 | 0 | 2489203.8 | 36841290 | 0 | 1360266.1 | 0 | 26825330 | 25580812 | 6372602.5 | 1116574.1 | 0 | 7190846.5 | 16875878 | 482764.3 | 1857.5 | 394.6 | 0 | 445 | 0 | 0 | 1928.7 | 9759.5 | 0 | 2825.1 | 0 | 4550.6 | 3203 | 10926.5 | 1427.1 | 0 | 3685 | 130 | 5099.1 | 3840.4 | 14271 | 0 | 11.7 | 0.47 | 0 | 0 | 0
NY | 2026 | 155267710 | 1883087.6 | 1565547.2 | 479601.6 | 159195941 | 149685311.2 | 121356388.9 | 24136174 | 21957602 | 0.0359 | 0.054 | 0.15 | 40331.35 | 35231 | 0.75 | 0.73 | 112.3 | 3.2 | 0.43 | 14.9 | 509.6 | 0.12 | 112.5 | 30.1 | 142.6 | 129.9 | 3.9 | 0.52 | 16.9 | 590.1 | 0.13 | 130.2 | 34.6 | 164.7 | 213.2 | 6.5 | 0.86 | 23.9 | 965.2 | 0.15 | 213.6 | 52.7 | 266.4 | 631.9 | 36.1 | 5.15 | 55.5 | 2332.6 | 0.44 | 634.4 | 125.2 | 759.6 | 17465063.1 | 494.8 | 66.9 | 2321093.6 | 79301.9 | 18.5 | 17498071 | 4689331.6 | 22187402.6 | 0 | 29.93 | 8.01 | 0 | 37.94 | 31.86 | 8.83 | 0 | 40.69 | 157177250 | 37839550 | 1607114.6 | 2001249.8 | 0 | 22661086 | 927272.9 | 0 | 0 | 2833035.2 | 33723550 | 0 | 809784.1 | 0 | 27635302 | 25553040 | 3147550.8 | 1271744.8 | 0 | 7075147 | 16784872 | 11146498 | 2006.7 | 394.6 | 0 | 445 | 0 | 0 | 2234.8 | 9759.5 | 0 | 2253.7 | 0 | 4671.1 | 3203 | 10516 | 1427.1 | 0 | 3685 | 3088 | 5099.1 | 4453 | 14271 | 0 | 0 | 0.54 | 0 | 0 | 0
NY | 2028 | 157365060 | 2524089.2 | 1760815.4 | 560969.8 | 162210928.5 | 151707185.5 | 119679953.4 | 27089884 | 26686768 | 0.0359 | 0.054 | 0.15 | 47414.93 | 35902.5 | 0.78 | 0.76 | 97.4 | 2.5 | 0.34 | 13.3 | 451.9 | 0.1 | 97.6 | 26.8 | 124.4 | 112.9 | 3.1 | 0.4 | 15.2 | 525.2 | 0.12 | 113.1 | 30.8 | 144 | 138.7 | 3.5 | 0.45 | 16.2 | 651.9 | 0.09 | 139 | 35.6 | 174.6 | 571.1 | 28.9 | 4.08 | 53.7 | 2228.1 | 0.4 | 573.1 | 120.2 | 693.3 | 15622916.7 | 409 | 54.2 | 2132177 | 72476.3 | 16.8 | 15649898.5 | 4296547.4 | 19946445.9 | 0 | 25.69 | 9.33 | 0 | 35.02 | 27.43 | 10.33 | 0 | 37.76 | 161944130 | 42530976 | 2159781.2 | 1980483.4 | 0 | 25161198 | 551808.2 | 0 | 0 | 3372916.8 | 31539120 | 0 | 709943 | 0 | 27822364 | 25447464 | 2630115 | 1410871.2 | 0 | 6957111 | 16694354 | 15506594 | 2500 | 394.6 | 0 | 445 | 0 | 0 | 2680.8 | 9759.5 | 0 | 1901.1 | 0 | 4720.3 | 3203 | 10411.5 | 1427.1 | 0 | 3685 | 4318 | 5099.1 | 6239 | 14271 | 0 | 0 | 0.62 | 0 | 0 | 0
NY | 2030 | 160291620 | 4590202.5 | 1973627 | 595601.3 | 167451042.5 | 154528472 | 113108275.6 | 27180134 | 30158874 | 0.0359 | 0.054 | 0.15 | 65079.8 | 36877 | 0.82 | 0.9 | 80.9 | 2.1 | 0.27 | 11.3 | 376.6 | 0.09 | 81 | 22.6 | 103.6 | 47.1 | 1.3 | 0.17 | 6.5 | 218.3 | 0.05 | 47.2 | 13 | 60.1 | 81.2 | 2 | 0.27 | 9.7 | 369.6 | 0.06 | 81.3 | 20.7 | 102 | 529.9 | 25.3 | 3.54 | 51 | 2137 | 0.35 | 531.6 | 114.8 | 646.4 | 13661629.5 | 347.4 | 46 | 1910779 | 63594.7 | 15.4 | 13684541.9 | 3810106.4 | 17494648.3 | 0 | 24.59 | 12.15 | 3.77 | 40.51 | 26.41 | 13.61 | 3.99 | 44.01 | 170528720 | 54342772 | 3904798 | 1948413.4 | 0 | 24765420 | 371687 | 0 | 0 | 4248445 | 27744876 | 0 | 641974 | 0 | 27697132 | 25165082 | 2372179.5 | 1574388.9 | 0 | 18064484 | 16604243 | 15425594 | 3532.3 | 394.6 | 0 | 370 | 0 | 0 | 3362.3 | 9759.5 | 0 | 1884 | 0 | 4738.4 | 3203 | 9781.3 | 1427.1 | 0 | 9253.4 | 4318 | 5099.1 | 11631.1 | 14271 | 0 | 0 | 0.7 | 4.5 | 0.9 | 0
NY | 2035 | 168657580 | 6569641 | 1916898.4 | 668716.1 | 177812844.9 | 162593607.5 | 106849384.7 | 29432234 | 34448296 | 0.0359 | 0.054 | 0.15 | 91589.94 | 39749.1 | 0.85 | 0.95 | 63.8 | 1.4 | 0.17 | 9.2 | 309 | 0.07 | 63.9 | 18.4 | 82.3 | 23.2 | 0.6 | 0.07 | 3.2 | 111.3 | 0.02 | 23.3 | 6.5 | 29.8 | 24.8 | 0.6 | 0.08 | 2.9 | 114.5 | 0.02 | 24.9 | 6.3 | 31.2 | 472.7 | 19.7 | 2.69 | 48.2 | 2016.1 | 0.31 | 474.1 | 108.4 | 582.4 | 11542568.7 | 250.9 | 31.4 | 1667980.1 | 55932.9 | 13.1 | 11558625.2 | 3338367.3 | 14896992.5 | 0 | 22.74 | 17.26 | 0 | 40 | 24.5 | 19.52 | 0 | 44.03 | 182936580 | 70963464 | 5602665 | 1507715.8 | 0 | 24039834 | 0 | 0 | 0 | 5277882.5 | 23497018 | 0 | 1770253.2 | 0 | 27427226 | 24922274 | 1691023.2 | 1515112.2 | 0 | 17448220 | 16585222 | 31652134 | 4547.3 | 339.6 | 0 | 0 | 0 | 0 | 4221.7 | 9759.5 | 0 | 2264.8 | 0 | 4750.3 | 3203 | 8832.6 | 1427.1 | 0 | 9253.4 | 9000 | 5135.7 | 17860.8 | 14271 | 0 | 0 | 0.7 | 0 | 0.95 | 0
NY | 2040 | 179295620 | 9252661 | 2227942.2 | 691185.8 | 191467404.5 | 172849122.1 | 102935016.2 | 27074988 | 39768456 | 0.0359 | 0.054 | 0.15 | 96641.21 | 43031.9 | 0.86 | 1 | 62.6 | 1.3 | 0.15 | 8.9 | 315.5 | 0.06 | 62.7 | 18.3 | 81 | 0 | 0 | 0 | 0 | 0 | 0 | 0 | 0 | 0 | 7.1 | 0.2 | 0.02 | 0.8 | 34.7 | 0 | 7.1 | 1.8 | 9 | 450 | 16.3 | 2.15 | 47.8 | 2025.3 | 0.27 | 451.1 | 108.2 | 559.3 | 12629594 | 257.8 | 29.5 | 1786405 | 63678.9 | 12.4 | 12645332.8 | 3687427.9 | 16332760.7 | 0 | 21.54 | 17.87 | 1.87 | 41.29 | 23.37 | 20.47 | 1.99 | 45.82 | 204323940 | 88532390 | 7900216 | 1488370.2 | 0 | 23039164 | 0 | 0 | 0 | 5474068 | 24565338 | 0 | 3946722 | 0 | 27253242 | 24776306 | 1008618.7 | 1813566.2 | 0 | 31298970 | 20523480 | 31235876 | 5459.8 | 339.6 | 0 | 0 | 0 | 0 | 4506.9 | 9759.5 | 0 | 4306.6 | 0 | 4765.8 | 3203 | 6235 | 1427.1 | 0 | 16190.1 | 9000 | 5740.1 | 25497.2 | 14271 | 0 | 0 | 0.7 | 2.1 | 1 | 0
NY | 2045 | 189133010 | 10857951 | 2190068.2 | 691171.4 | 202872206 | 182332627.9 | 107913073.5 | 25609154 | 41573270 | 0.0359 | 0.054 | 0.15 | 94255.41 | 45652.4 | 0.84 | 1 | 71.3 | 1.4 | 0.16 | 9.8 | 359.9 | 0.06 | 71.4 | 20.5 | 91.9 | 0 | 0 | 0 | 0 | 0 | 0 | 0 | 0 | 0 | 0 | 0 | 0 | 0 | 0 | 0 | 0 | 0 | 0 | 462.4 | 15.2 | 1.96 | 50.3 | 2139.6 | 0.27 | 463.4 | 114.1 | 577.5 | 15411092.5 | 312.8 | 35.5 | 2118028.8 | 77823.7 | 13.9 | 15430115.1 | 4440966.5 | 19871081.6 | 0 | 21.26 | 17.43 | 0.73 | 39.42 | 22.99 | 20.05 | 0.77 | 43.82 | 219006750 | 94959140 | 9273931 | 1515029.8 | 0 | 23079352 | 0 | 0 | 0 | 6293379 | 29700516 | 0 | 5226634.5 | 0 | 27421824 | 24925642 | 1122312.4 | 1782368.8 | 0 | 35474988 | 22362578 | 30828186 | 6741.9 | 339.6 | 0 | 0 | 0 | 0 | 5240.2 | 9866.2 | 0 | 5883.3 | 0 | 4780 | 3203 | 4920.6 | 1427.1 | 0 | 18646.9 | 9000 | 6186.4 | 31434.7 | 14271 | 0 | 0 | 0.7 | 0.8 | 1 | 0
NY | 2050 | 199197520 | 12934537 | 2494479.8 | 692570.1 | 215319106.2 | 192034833.7 | 99996329.8 | 22363656 | 45066864 | 0.0359 | 0.054 | 0.15 | 93487.33 | 47866.7 | 0.82 | 1 | 80.7 | 1.5 | 0.16 | 10.4 | 420.2 | 0.05 | 80.8 | 22.9 | 103.8 | 0 | 0 | 0 | 0 | 0 | 0 | 0 | 0 | 0 | 0 | 0 | 0 | 0 | 0 | 0 | 0 | 0 | 0 | 448.3 | 12.8 | 1.55 | 50.1 | 2169.2 | 0.24 | 449.1 | 114.8 | 563.9 | 18947904.3 | 362.9 | 37.4 | 2440529.1 | 98622.1 | 12.1 | 18968922.5 | 5382774.6 | 24351697.1 | 0 | 21.1 | 16.9 | 2.59 | 40.58 | 22.97 | 19.57 | 2.75 | 45.28 | 238265950 | 115322776 | 11031965 | 1477852.2 | 0 | 23078046 | 0 | 0 | 0 | 6878811 | 30087612 | 0 | 12594924 | 0 | 27093300 | 15306237 | 289845.8 | 1983410.2 | 0 | 50628260 | 27449760 | 30365946 | 7703.7 | 339.6 | 0 | 0 | 0 | 0 | 5880.6 | 7051.5 | 0 | 13976.3 | 0 | 4784.9 | 1991.6 | 1427.1 | 1427.1 | 0 | 26128.4 | 9000 | 7595.8 | 35988.7 | 14271 | 0 | 0 | 0.7 | 2.8 | 1 | 0
OH | 2024 | 161576720 | 65746.4 | 0 | 778767.9 | 162421232.1 | 155767487.2 | 154244769.1 | 59616756 | 47608156 | 0.0359 | 0.054 | 0.146 | 19333.54 | 34615.2 | 0.17 | 0.24 | 503.5 | 39.1 | 5.51 | 33.8 | 1698.9 | 0.26 | 506.1 | 84.5 | 590.6 | 489.5 | 38.4 | 5.42 | 32.9 | 1639.3 | 0.26 | 492.1 | 81.8 | 573.9 | 379.7 | 25.3 | 3.53 | 28.6 | 1395.8 | 0.19 | 381.4 | 70.3 | 451.6 | 776.9 | 60.8 | 8.76 | 51.9 | 2451.6 | 0.47 | 781.1 | 125.1 | 906.2 | 75191194 | 5828.7 | 822.7 | 5049948 | 253849 | 39.1 | 75589493.7 | 12625320.7 | 88214814.4 | 0 | 31.8 | 3.97 | 0 | 35.77 | 33.67 | 4.28 | 0 | 37.96 | 150335600 | 8176463 | 55421.9 | 470291.1 | 0 | 0 | 44749028 | 0 | 0 | 362581.2 | 78697100 | 0 | 785458.8 | 0 | 328149.9 | 17043568 | 30112.4 | 0 | 0 | 4642491.5 | 3102600.8 | 68789.7 | 67.4 | 96.9 | 0 | 10088.5 | 0 | 0 | 269.2 | 11076.2 | 0 | 5480.5 | 0 | 101.9 | 2134 | 426.9 | 0 | 0 | 2217.5 | 21 | 1063.8 | 167.4 | 0 | 0 | 0 | 0.06 | 0 | 0 | 0
OH | 2026 | 164245460 | 362617.8 | 0 | 837611.4 | 165445687.3 | 158340270.2 | 156181207.5 | 68633540 | 45080180 | 0.0359 | 0.054 | 0.146 | 49036.94 | 35384.9 | 0.19 | 0.27 | 475.5 | 35.7 | 5.02 | 33.2 | 1643.8 | 0.25 | 477.9 | 82.2 | 560.1 | 449.2 | 33.6 | 4.73 | 31.9 | 1554.5 | 0.25 | 451.5 | 78.3 | 529.8 | 352.7 | 17.4 | 2.34 | 32 | 1494 | 0.17 | 353.9 | 76.6 | 430.5 | 733.7 | 56.5 | 8.09 | 49.4 | 2382.1 | 0.42 | 737.6 | 120.5 | 858.1 | 66942084.7 | 5015.8 | 705.7 | 4671284.6 | 231552.5 | 35.1 | 67284204.8 | 11581125.1 | 78865330 | 0 | 30.05 | 10.07 | 0 | 40.12 | 31.83 | 10.89 | 0 | 42.72 | 141765440 | 9264480 | 312152.9 | 470118.5 | 0 | 0 | 38242940 | 0 | 0 | 551112.8 | 75663470 | 0 | 429645.6 | 0 | 328057.8 | 17035558 | 19016 | 0 | 0 | 5559078.5 | 3085869.5 | 68418.8 | 401.7 | 96.9 | 0 | 10068.5 | 0 | 0 | 408.2 | 11076.2 | 0 | 5352.8 | 0 | 101.9 | 2134 | 426.9 | 0 | 0 | 2666.9 | 21 | 1063.8 | 836 | 0 | 0 | 0 | 0.06 | 0 | 0 | 0
OH | 2028 | 167756850 | 3282447.2 | 0 | 1086859.8 | 172126151.7 | 161725421.6 | 153455190.4 | 90632320 | 50762080 | 0.0359 | 0.054 | 0.146 | 59784.46 | 36497.2 | 0.3 | 0.4 | 351.3 | 20.5 | 2.8 | 30.2 | 1400.7 | 0.19 | 352.6 | 72 | 424.6 | 319.9 | 19.3 | 2.65 | 27.5 | 1255.9 | 0.18 | 321.2 | 64.9 | 386.2 | 304.3 | 6 | 0.62 | 35.7 | 1581.8 | 0.13 | 304.7 | 82.9 | 387.6 | 660 | 47.1 | 6.7 | 48 | 2261.5 | 0.38 | 663.2 | 115.5 | 778.7 | 46030809.3 | 2679.2 | 366.4 | 3961272.9 | 183691.4 | 24.7 | 46210690.5 | 9442027.5 | 55652717.9 | 0 | 26.58 | 11.91 | 0 | 38.49 | 28.28 | 13.11 | 0 | 41.4 | 132009520 | 18670962 | 2796499.5 | 465156.6 | 0 | 0 | 18376788 | 0 | 0 | 849965.4 | 74015416 | 0 | 377487.9 | 0 | 326055.5 | 16961220 | 19936.7 | 0 | 0 | 14683718 | 3069227.8 | 68049.8 | 2248.9 | 96.9 | 0 | 7743.5 | 0 | 0 | 628.2 | 11178.7 | 0 | 5352.8 | 0 | 101.9 | 2134 | 426.9 | 0 | 0 | 6800 | 21 | 1063.8 | 7791.1 | 0 | 0 | 0 | 0 | 0 | 0 | 0
OH | 2030 | 171834510 | 8849832 | 0 | 1209928.6 | 181894278.9 | 165656516.1 | 146780831.5 | 94841890 | 58149844 | 0.0359 | 0.054 | 0.146 | 70932.32 | 37872.5 | 0.42 | 0.5 | 278.7 | 14.8 | 2 | 25.4 | 1158 | 0.15 | 279.7 | 60 | 339.7 | 256.9 | 14.4 | 1.96 | 23.2 | 1043.6 | 0.15 | 257.8 | 54.3 | 312.2 | 307.9 | 9.9 | 1.22 | 32.7 | 1477.8 | 0.14 | 308.5 | 76.8 | 385.2 | 615.9 | 43.6 | 6.15 | 44.8 | 2161.2 | 0.33 | 618.9 | 109.3 | 728.2 | 40083499.9 | 2122.4 | 286.6 | 3659612 | 166686.7 | 21.8 | 40224980.5 | 8632829.7 | 48857810.1 | 0 | 25.1 | 13.39 | 0 | 38.49 | 26.97 | 15.18 | 0 | 42.15 | 144944800 | 35113450 | 7543177 | 454562 | 0 | 0 | 14099008 | 0 | 0 | 1327968.2 | 70409560 | 0 | 222535.5 | 0 | 321473.1 | 16769277 | 11767 | 0 | 0 | 30665120 | 3052677 | 67682.8 | 5608.4 | 96.9 | 0 | 6175.2 | 0 | 0 | 979.8 | 11178.7 | 0 | 5226.6 | 0 | 101.9 | 2134 | 253.7 | 0 | 0 | 13925.9 | 21 | 1063.8 | 21276.9 | 0 | 0 | 0 | 0 | 0 | 0 | 0
OH | 2035 | 182574750 | 15118909 | 0 | 1656483.3 | 199350139.6 | 176010702.3 | 141489114.4 | 104032240 | 93962920 | 0.0359 | 0.054 | 0.146 | 86929.61 | 41649.9 | 0.47 | 0.5 | 227.3 | 9.2 | 1.18 | 23.3 | 1036.2 | 0.12 | 227.9 | 54.2 | 282.1 | 222.9 | 8.9 | 1.14 | 23.3 | 1020.2 | 0.13 | 223.5 | 53.8 | 277.2 | 323.6 | 15.7 | 2.1 | 29.6 | 1385.3 | 0.15 | 324.6 | 70.9 | 395.5 | 560.7 | 37.4 | 5.25 | 43 | 2033.5 | 0.31 | 563.3 | 103.7 | 667 | 42637277.2 | 1710.9 | 220.4 | 4376060.8 | 194598.4 | 22.6 | 42748439.9 | 10181259.4 | 52929699.3 | 0 | 22.59 | 15.74 | 0 | 38.34 | 24.56 | 18.4 | 0 | 42.96 | 189163360 | 57861024 | 12874327 | 441604.8 | 0 | 0 | 9393372 | 0 | 0 | 3419987.2 | 91242536 | 0 | 435880.9 | 0 | 311715.8 | 16596789 | 6108 | 0 | 0 | 51352068 | 3022197.5 | 66774.1 | 8523.5 | 96.9 | 0 | 6169.5 | 0 | 0 | 2512.7 | 15373 | 0 | 6578.1 | 0 | 101.9 | 2134 | 251.3 | 0 | 0 | 23325.8 | 21 | 1063.8 | 38873.9 | 0 | 0 | 0 | 0 | 0 | 0 | 0
OH | 2040 | 194894910 | 42868524 | 0 | 2587070.8 | 240350512.1 | 187888000.6 | 89397521.2 | 139502460 | 200542400 | 0.0359 | 0.054 | 0.146 | 79099.21 | 45638 | 0.68 | 0.62 | 132.3 | 4.7 | 0.6 | 14.1 | 621.7 | 0.07 | 132.6 | 32.6 | 165.2 | 160.6 | 5.6 | 0.7 | 17.6 | 760.5 | 0.09 | 160.9 | 40.3 | 201.2 | 339.2 | 18.6 | 2.52 | 29.2 | 1386.3 | 0.16 | 340.5 | 70.5 | 411 | 496.9 | 30.2 | 4.2 | 40.7 | 1902.1 | 0.26 | 498.9 | 97.4 | 596.4 | 39504619 | 1407.6 | 176.8 | 4219410.4 | 185932.2 | 21 | 39594843.1 | 9765917.5 | 49360760.6 | 0 | 18.84 | 12.3 | 0 | 31.14 | 21.87 | 16.18 | 0 | 38.05 | 301452320 | 150953000 | 36686884 | 361902 | 0 | 0 | 6931828 | 0 | 0 | 5092179.5 | 89421980 | 0 | 501731 | 0 | 290504.6 | 16297299 | 7197.9 | 0 | 0 | 142813840 | 2981174 | 65792.8 | 18340.6 | 89.7 | 0 | 6169.5 | 0 | 0 | 3923.6 | 15373 | 0 | 6578.1 | 0 | 101.9 | 2134 | 234.8 | 0 | 0 | 64962.9 | 21 | 1063.8 | 117069.1 | 0 | 0 | 0 | 0 | 0 | 0 | 0
OH | 2045 | 205703920 | 38935500 | 0 | 2829164.4 | 247468586 | 198308344.2 | 90579532.5 | 150661040 | 212550320 | 0.0359 | 0.054 | 0.146 | 81970.15 | 48786.7 | 0.67 | 0.62 | 137.6 | 5 | 0.63 | 14.6 | 644.2 | 0.07 | 137.9 | 33.8 | 171.7 | 164.6 | 6 | 0.75 | 17.7 | 771.1 | 0.09 | 164.9 | 40.7 | 205.6 | 332.6 | 15.6 | 2.07 | 31.5 | 1443.9 | 0.17 | 333.7 | 74.5 | 408.2 | 497.7 | 30.2 | 4.19 | 41.1 | 1912.7 | 0.26 | 499.8 | 98.1 | 597.9 | 42206915.7 | 1530.6 | 193 | 4473234.3 | 197783.9 | 22.2 | 42305228.9 | 10373256.1 | 52678485 | 0 | 18.68 | 13.13 | 0 | 31.81 | 21.39 | 16.87 | 0 | 38.26 | 309387520 | 156889060 | 33273116 | 360859 | 0 | 0 | 7683505.5 | 0 | 0 | 5925692.5 | 93220504 | 0 | 1386523.4 | 0 | 283336.6 | 16283944 | 6669.8 | 0 | 0 | 145140420 | 5757969 | 64975.5 | 14480 | 89.7 | 0 | 4694.5 | 0 | 0 | 4648.6 | 15373 | 0 | 9262.9 | 0 | 101.9 | 2134 | 222.8 | 0 | 0 | 68228.8 | 21 | 1715.4 | 106299.5 | 0 | 0 | 0 | 0 | 0 | 0 | 0
OH | 2050 | 215605300 | 35586120 | 0 | 2986813.1 | 254178227.3 | 207853550.1 | 96314875.7 | 159497630 | 218923940 | 0.0359 | 0.054 | 0.146 | 83799.53 | 51281.4 | 0.6 | 0.56 | 153.2 | 3.6 | 0.4 | 17.5 | 777.9 | 0.07 | 153.5 | 40.7 | 194.1 | 181.3 | 4.6 | 0.53 | 20.6 | 908.9 | 0.09 | 181.6 | 47.7 | 229.3 | 323.3 | 11.8 | 1.5 | 33.9 | 1509.5 | 0.16 | 324.1 | 78.9 | 403 | 489.9 | 25.9 | 3.52 | 43.6 | 2010.9 | 0.25 | 491.6 | 103.5 | 595.2 | 47724961.5 | 1127.6 | 125.2 | 5440429.4 | 242330.7 | 21 | 47792741.8 | 12667612.2 | 60460354.1 | 0 | 19.25 | 13.75 | 0 | 33 | 21.97 | 17.3 | 0 | 39.28 | 313498600 | 157863340 | 30335236 | 354289.8 | 0 | 0 | 2351881.8 | 0 | 0 | 6567663 | 117008744 | 0 | 5301760 | 0 | 278795.4 | 0 | 4542.7 | 0 | 0 | 145491900 | 5739700 | 64085.5 | 12910.9 | 89.7 | 0 | 1414.5 | 0 | 0 | 5291.6 | 18573.1 | 0 | 12766.7 | 0 | 101.9 | 0 | 148.8 | 0 | 0 | 71129.2 | 21 | 1617 | 94811.7 | 0 | 0 | 0 | 0 | 0 | 0 | 0
OK | 2024 | 60163456 | 11086.8 | 443341.2 | 946026.5 | 61563910.6 | 58000262.1 | -23395703 | 29385446 | 72480580 | 0.0359 | 0.054 | 0.16 | 5995.99 | 14104.9 | 0.83 | 0.81 | 85.7 | 4.4 | 0.6 | 7.6 | 358.7 | 0.04 | 86 | 18.3 | 104.3 | 107.9 | 6.4 | 0.87 | 8.9 | 426.9 | 0.05 | 108.4 | 21.6 | 130 | 337.8 | 21.7 | 3.08 | 27 | 1210.5 | 0.21 | 339.3 | 63.1 | 402.4 | 595.1 | 47.7 | 6.9 | 39.1 | 1827 | 0.38 | 598.4 | 93.7 | 692.1 | 8878850.3 | 458.5 | 61.7 | 785899.8 | 37157.6 | 4.1 | 8909370.7 | 1894311 | 10803681.7 | 0 | 21.21 | 1.31 | 0 | 22.52 | 22.67 | 1.43 | 0 | 24.1 | 104940060 | 84959620 | 9346.3 | 19338.7 | 0 | 0 | 2772219.5 | 0 | 0 | 162678.4 | 14840718 | 0 | 80046.5 | 0 | 1883843.2 | 0 | 20426.6 | 354511.3 | 0 | 16623126 | 68173810 | 0 | 10 | 5.6 | 0 | 3255 | 0 | 0 | 110.5 | 7334.8 | 0 | 1093.7 | 0 | 849.8 | 0 | 434 | 258 | 0 | 6787.7 | 0 | 18336 | 20 | 2580 | 0 | 0 | 0 | 0 | 0 | 0
OK | 2026 | 61456000 | 262877 | 442576.1 | 1023317.3 | 63184770.7 | 59246336.6 | -31638754.5 | 28412122 | 75865040 | 0.0359 | 0.054 | 0.16 | 41277.38 | 14417.6 | 0.88 | 0.85 | 60.1 | 2.8 | 0.38 | 5.6 | 260.2 | 0.03 | 60.3 | 13.3 | 73.7 | 79.3 | 4.4 | 0.6 | 6.8 | 322.1 | 0.04 | 79.6 | 16.4 | 96 | 233.5 | 12.3 | 1.7 | 21 | 932.2 | 0.14 | 234.3 | 48.8 | 283.2 | 502.8 | 40 | 5.75 | 32.9 | 1588.4 | 0.3 | 505.6 | 80.3 | 585.8 | 6595857.9 | 311.7 | 41.4 | 609980.3 | 28530.9 | 3 | 6616444.3 | 1461024.2 | 8077468.5 | 0 | 17.7 | 8.49 | 0 | 26.19 | 18.98 | 9.33 | 0 | 28.31 | 110943060 | 94823530 | 221992.7 | 16695 | 0 | 0 | 1778427.2 | 0 | 0 | 360964.9 | 11882096 | 0 | 61867 | 0 | 1787030.8 | 0 | 10879.6 | 360530.4 | 0 | 16412614 | 78049944 | 0 | 176.2 | 5.6 | 0 | 2786 | 0 | 0 | 244.5 | 7334.8 | 0 | 1093.7 | 0 | 849.8 | 0 | 434 | 258 | 0 | 6939.4 | 0 | 22597.8 | 509.5 | 2580 | 0 | 0 | 0 | 0 | 0 | 0
OK | 2028 | 62990856 | 557508.4 | 404667.2 | 1459408.5 | 65412438.4 | 60726021 | -53553144.1 | 33649904 | 99022310 | 0.0359 | 0.054 | 0.16 | 54739.87 | 15521.4 | 0.93 | 0.9 | 34.7 | 1.5 | 0.19 | 3.4 | 155.2 | 0.02 | 34.8 | 8 | 42.8 | 50.6 | 2.6 | 0.35 | 4.6 | 212.9 | 0.02 | 50.8 | 10.9 | 61.7 | 143.9 | 5 | 0.63 | 15.1 | 671.6 | 0.07 | 144.2 | 35.1 | 179.4 | 406.5 | 30.2 | 4.3 | 28.8 | 1355.4 | 0.24 | 408.5 | 69.2 | 477.8 | 4481619.9 | 191.2 | 24.9 | 433202.8 | 20041.3 | 2 | 4494122.9 | 1030986.7 | 5525109.7 | 0 | 14.35 | 9.09 | 0 | 23.45 | 15.45 | 9.99 | 0 | 25.44 | 131254060 | 118965580 | 468187.4 | 15133.3 | 0 | 0 | 1023314.9 | 0 | 0 | 699318.9 | 8677978 | 0 | 32223 | 0 | 1746450.2 | 0 | 6379.7 | 318812.4 | 0 | 16112938 | 102153330 | 0 | 346.7 | 5.6 | 0 | 2786 | 0 | 0 | 475.4 | 7178.8 | 0 | 1093.7 | 0 | 861.8 | 0 | 434 | 258 | 0 | 7060.6 | 0 | 30532.1 | 1197.4 | 2580 | 0 | 0 | 0 | 0 | 0 | 0
OK | 2030 | 64747924 | 804863.1 | 395763.8 | 1648665 | 67597217.2 | 62419943.9 | -57653236.7 | 39476388 | 105922490 | 0.0359 | 0.054 | 0.16 | 60277.02 | 16047.1 | 0.95 | 0.93 | 23.6 | 1.1 | 0.15 | 2.2 | 101.3 | 0.01 | 23.6 | 5.2 | 28.8 | 37.2 | 2.3 | 0.31 | 3.1 | 145.6 | 0.02 | 37.4 | 7.4 | 44.8 | 99.1 | 3.4 | 0.43 | 10.5 | 462.2 | 0.05 | 99.3 | 24.2 | 123.5 | 370 | 28.2 | 4.02 | 25.4 | 1225.4 | 0.21 | 372 | 61.9 | 433.9 | 3115853.5 | 150.7 | 20.1 | 285102.6 | 13376.7 | 1.4 | 3125821.8 | 684116 | 3809937.8 | 0 | 13.27 | 9.91 | 0 | 23.18 | 14.3 | 10.92 | 0 | 25.21 | 134509920 | 125250456 | 683598.8 | 14077 | 0 | 0 | 880622.6 | 0 | 0 | 1199154.9 | 5634872.5 | 0 | 17255.2 | 0 | 1709366.4 | 0 | 2543.1 | 317124.7 | 0 | 15422058 | 108629230 | 0 | 476.9 | 5.6 | 0 | 2786 | 0 | 0 | 819.8 | 6910 | 0 | 1093.7 | 0 | 861.8 | 0 | 434 | 258 | 0 | 7060.6 | 0 | 32704.5 | 1806.7 | 2580 | 0 | 0 | 0 | 0 | 0 | 0
OK | 2035 | 69232770 | 1345552.5 | 392547.3 | 1833076.5 | 72803946.8 | 66743632.2 | -63800049.6 | 44557576 | 115666700 | 0.0359 | 0.0539 | 0.16 | 84940.87 | 17445.4 | 0.97 | 0.95 | 16.2 | 0.9 | 0.12 | 1.4 | 67 | 0.01 | 16.3 | 3.4 | 19.7 | 27.2 | 1.9 | 0.26 | 2.1 | 100 | 0.01 | 27.3 | 5.1 | 32.4 | 124.5 | 5.7 | 0.76 | 11.8 | 537.7 | 0.06 | 124.9 | 27.8 | 152.7 | 337.8 | 25.4 | 3.62 | 23.5 | 1129.7 | 0.19 | 339.6 | 57.2 | 396.8 | 2285440.4 | 122.3 | 16.5 | 198409.2 | 9439.3 | 1 | 2293603 | 479987.2 | 2773590.2 | 0 | 12.12 | 13.99 | 0 | 26.11 | 13.08 | 15.51 | 0 | 28.59 | 144413820 | 136604000 | 1142992.4 | 13172.1 | 0 | 0 | 772309.5 | 0 | 0 | 2434344.2 | 3901671.2 | 0 | 5202.4 | 0 | 1661986 | 0 | 938.7 | 311558.4 | 0 | 15369133 | 118800530 | 0 | 707.6 | 5.6 | 0 | 2786 | 0 | 0 | 1756.8 | 6628 | 0 | 1093.7 | 0 | 861.8 | 0 | 434 | 258 | 0 | 7406.9 | 0 | 36005.3 | 3280.4 | 2580 | 0 | 0 | 0 | 0 | 0 | 0
OK | 2040 | 74400830 | 1882953.6 | 401024.4 | 2127773.8 | 78812583.5 | 71725976 | -76022061.9 | 49713044 | 132300140 | 0.0359 | 0.0539 | 0.16 | 85811.26 | 19030.8 | 0.98 | 0.97 | 10.7 | 0.5 | 0.07 | 1 | 45.5 | 0 | 10.8 | 2.3 | 13.1 | 18.3 | 1.2 | 0.17 | 1.4 | 68.4 | 0.01 | 18.4 | 3.5 | 21.9 | 156.7 | 8.1 | 1.1 | 14 | 652.7 | 0.08 | 157.3 | 33.5 | 190.8 | 293.5 | 21.1 | 2.98 | 21.4 | 1020.3 | 0.17 | 294.9 | 51.9 | 346.8 | 1694618.4 | 85.5 | 11.5 | 151904.2 | 7162.8 | 0.8 | 1700296.7 | 365567.5 | 2065864.2 | 0 | 10.72 | 13.78 | 0 | 24.5 | 11.61 | 15.35 | 0 | 26.96 | 161960620 | 154834640 | 1604541.6 | 12138.5 | 0 | 0 | 521957.6 | 0 | 0 | 3274211 | 3062420.5 | 0 | 2814.8 | 0 | 1597351.2 | 0 | 1141.2 | 323617.6 | 0 | 20467440 | 131092990 | 0 | 943 | 5.6 | 0 | 2786 | 0 | 0 | 2393 | 6628 | 0 | 1093.7 | 0 | 861.8 | 0 | 434 | 258 | 0 | 9969.3 | 0 | 40485 | 4406.9 | 2580 | 0 | 0 | 0 | 0 | 0 | 0
OK | 2045 | 78887544 | 3750156.8 | 415913.5 | 2083540.6 | 85137155.6 | 76051426.7 | -70138729 | 50450092 | 128955970 | 0.0359 | 0.0539 | 0.16 | 86341.61 | 20300.5 | 0.98 | 0.97 | 10.6 | 0.4 | 0.06 | 1 | 47.8 | 0 | 10.7 | 2.5 | 13.1 | 15.2 | 0.8 | 0.11 | 1.3 | 62.4 | 0.01 | 15.3 | 3.2 | 18.5 | 169.8 | 8.3 | 1.11 | 16 | 725.3 | 0.09 | 170.4 | 37.6 | 208 | 240.2 | 15.6 | 2.17 | 19 | 893.4 | 0.13 | 241.3 | 45.6 | 286.9 | 1698430.4 | 71.8 | 9.3 | 164782.5 | 7621.9 | 0.8 | 1703120.3 | 392124.5 | 2095244.9 | 0 | 9.14 | 13.48 | 0 | 22.62 | 10.03 | 15.28 | 0 | 25.31 | 164200060 | 155275890 | 3168938.8 | 10843.8 | 0 | 0 | 394523.7 | 0 | 0 | 3643615.2 | 3505054 | 0 | 1431.8 | 0 | 1510129.4 | 0 | 0 | 333266.4 | 0 | 19658004 | 131974260 | 0 | 1587.1 | 5.6 | 0 | 2786 | 0 | 0 | 2820.9 | 6508 | 0 | 1093.7 | 0 | 861.8 | 0 | 0 | 258 | 0 | 10465.1 | 0 | 40868.1 | 9064 | 2580 | 0 | 0 | 0 | 0 | 0 | 0
OK | 2050 | 82772100 | 4445940.5 | 440551.6 | 2269200.2 | 89927790.6 | 79796310.2 | -70786392.7 | 56001110 | 137446160 | 0.0359 | 0.0539 | 0.16 | 85351.25 | 21299.7 | 0.97 | 0.96 | 17.8 | 1.1 | 0.15 | 1.4 | 68.7 | 0.01 | 17.9 | 3.5 | 21.4 | 21.2 | 1.4 | 0.2 | 1.6 | 79 | 0.01 | 21.3 | 4 | 25.3 | 168.5 | 7.8 | 1.04 | 16.4 | 734 | 0.09 | 169 | 38.3 | 207.4 | 227.6 | 12.9 | 1.77 | 19.5 | 909.1 | 0.12 | 228.5 | 46.6 | 275.1 | 2989170.9 | 187.3 | 25.8 | 234581.3 | 11485 | 1.4 | 3001809 | 577211.5 | 3579020.5 | 0 | 9.1 | 13.01 | 0 | 22.11 | 10.02 | 14.82 | 0 | 24.84 | 171983470 | 160714180 | 3782642.8 | 10437 | 0 | 0 | 1269793 | 0 | 0 | 4313792 | 4362591 | 0 | 1290.8 | 0 | 1489984.9 | 0 | 0 | 352550.1 | 0 | 19717996 | 136682400 | 0 | 1888.9 | 5.6 | 0 | 2786 | 0 | 0 | 3382.6 | 6463.9 | 0 | 1093.7 | 0 | 861.8 | 0 | 0 | 258 | 0 | 10833.2 | 0 | 41454.4 | 10369.5 | 2580 | 0 | 0 | 0 | 0 | 0 | 0
OR | 2024 | 56558348 | 3340.6 | 0 | 1927379.8 | 58489067.7 | 54524491.3 | 45268232.4 | 59785850 | 61248250 | 0.036 | 0.054 | 0.1435 | 56759.94 | 10817.7 | 0.82 | 0.83 | 73 | 1.4 | 0.14 | 9.1 | 382.5 | 0.03 | 73.1 | 20.5 | 93.6 | 84 | 3.5 | 0.46 | 8.9 | 378.8 | 0.05 | 84.2 | 20.2 | 104.4 | 293.5 | 8.6 | 1.02 | 31.9 | 1437.4 | 0.13 | 294 | 74.8 | 368.8 | 635.8 | 44.8 | 6.29 | 45.9 | 2262.7 | 0.32 | 638.9 | 113.4 | 752.3 | 4333347.1 | 81.7 | 8.2 | 538392.3 | 22690.7 | 2 | 4338010.9 | 1215123.6 | 5553134.4 | 0 | 28.63 | 9.82 | 0 | 38.45 | 30.29 | 10.58 | 0 | 40.87 | 59997030 | 13220835 | 2877 | 627057.8 | 0 | 0 | 0 | 0 | 0 | 354761.6 | 11052002 | 0 | 31530.9 | 145213.6 | 34917516 | 0 | 0 | 0 | 0 | 2511450.8 | 10354623 | 0 | 6.2 | 103.5 | 0 | 0 | 0 | 0 | 286.8 | 3380.5 | 0 | 753 | 19.5 | 8366 | 0 | 0 | 0 | 0 | 1137.4 | 0 | 3951.8 | 12.5 | 0 | 0 | 0 | 0.13 | 0 | 0.23 | 0
OR | 2026 | 58008884 | 3947.8 | 0 | 2077030.3 | 60089862.9 | 55922869.8 | 46827604 | 66377930 | 65376492 | 0.036 | 0.054 | 0.1435 | 66224.11 | 11168.5 | 0.84 | 0.85 | 64.3 | 1.2 | 0.12 | 8 | 336.8 | 0.03 | 64.4 | 18.1 | 82.5 | 69.9 | 2.8 | 0.36 | 7.6 | 320 | 0.04 | 70 | 17.2 | 87.2 | 215.5 | 7.7 | 0.97 | 22.1 | 1010.7 | 0.1 | 216 | 52.3 | 268.3 | 580.6 | 39.2 | 5.47 | 43.5 | 2125.5 | 0.29 | 583.2 | 106.9 | 690.1 | 3753638.8 | 70.7 | 7.1 | 469542.4 | 19659 | 1.8 | 3757678.6 | 1055859 | 4813537.6 | 0 | 27.05 | 11.53 | 0 | 38.58 | 28.64 | 12.41 | 0 | 41.04 | 59128076 | 13262259 | 3334.9 | 616557.6 | 0 | 0 | 0 | 0 | 0 | 487064.3 | 9561773 | 0 | 29392.6 | 145213.6 | 35509548 | 0 | 0 | 0 | 0 | 2476413.8 | 10298781 | 0 | 6.5 | 103.5 | 0 | 0 | 0 | 0 | 394.2 | 3380.5 | 0 | 753 | 19.5 | 8603.1 | 0 | 0 | 0 | 0 | 1137.4 | 0 | 3951.8 | 13.4 | 0 | 0 | 0 | 0.18 | 0 | 0.42 | 0
OR | 2028 | 59723016 | 4612.5 | 0 | 2385205.3 | 62112830.8 | 57575365.2 | 48756639.3 | 79024170 | 73541450 | 0.036 | 0.054 | 0.1435 | 62531.35 | 11619.6 | 0.87 | 0.89 | 50.3 | 0.9 | 0.09 | 6.4 | 263.8 | 0.02 | 50.4 | 14.3 | 64.7 | 54.9 | 2.7 | 0.35 | 5.7 | 236.8 | 0.03 | 55 | 12.8 | 67.8 | 144.4 | 6.4 | 0.83 | 13.8 | 639.5 | 0.07 | 144.8 | 32.9 | 177.6 | 505.6 | 33.4 | 4.66 | 38.8 | 1870.2 | 0.26 | 507.9 | 94.6 | 602.5 | 2805269.1 | 52.9 | 5.3 | 356863.5 | 14699.2 | 1.3 | 2808288.2 | 795265 | 3603553.2 | 0 | 23.31 | 11.02 | 0 | 34.33 | 24.68 | 11.88 | 0 | 36.56 | 56662040 | 13356192 | 3893.9 | 596325.3 | 0 | 0 | 0 | 0 | 0 | 671086 | 7214319 | 0 | 815.5 | 1202616.6 | 34287884 | 0 | 0 | 0 | 0 | 2441865 | 10243240 | 0 | 6.7 | 103.5 | 0 | 0 | 0 | 0 | 543.5 | 3380.5 | 0 | 753 | 161.5 | 8652.5 | 0 | 0 | 0 | 0 | 1137.4 | 0 | 3951.8 | 14.2 | 0 | 0 | 0 | 0.18 | 0 | 0.61 | 0
OR | 2030 | 61703416 | 94502.4 | 0 | 2661409 | 64459329.3 | 59484567.4 | 50625265.3 | 93039150 | 82060550 | 0.036 | 0.054 | 0.1435 | 63591.71 | 12165.6 | 0.9 | 0.92 | 40.8 | 0.8 | 0.08 | 5.1 | 213.6 | 0.02 | 40.8 | 11.5 | 52.3 | 42.8 | 2.3 | 0.3 | 4.2 | 179.1 | 0.03 | 43 | 9.6 | 52.6 | 65.1 | 2.6 | 0.33 | 6.5 | 297.1 | 0.03 | 65.2 | 15.3 | 80.6 | 435.1 | 29.9 | 4.18 | 32.8 | 1583.5 | 0.23 | 437.2 | 80.1 | 517.2 | 2138668.2 | 40.3 | 4 | 269842.1 | 11203.7 | 1 | 2140969.9 | 603986.5 | 2744956.4 | 0 | 21.95 | 11.32 | 0 | 33.27 | 23.31 | 12.26 | 0 | 35.57 | 53484428 | 13834064 | 80852.2 | 407555.2 | 0 | 0 | 0 | 0 | 0 | 935407.1 | 5444003.5 | 0 | 19998.3 | 1202616.6 | 32495338 | 0 | 0 | 0 | 0 | 2733462 | 10165195 | 0 | 71 | 81 | 0 | 0 | 0 | 0 | 757.7 | 3048.7 | 0 | 753 | 161.5 | 8661.3 | 0 | 0 | 0 | 0 | 1268.9 | 0 | 3926.8 | 281.6 | 0 | 0 | 0 | 0.24 | 0 | 0.8 | 0
OR | 2035 | 67367736 | 1416318 | 0 | 2532716.1 | 71316770.6 | 64945242.7 | 52638454.6 | 90427896 | 77104150 | 0.0359 | 0.054 | 0.1435 | 93726.54 | 13742.7 | 0.91 | 0.93 | 35.1 | 0.7 | 0.07 | 4.3 | 183.5 | 0.02 | 35.1 | 9.8 | 44.9 | 37.8 | 1.9 | 0.26 | 3.6 | 159.3 | 0.02 | 38 | 8.4 | 46.4 | 40 | 1.3 | 0.16 | 4.3 | 192.3 | 0.02 | 40.1 | 10 | 50.1 | 361.5 | 22.1 | 3.05 | 30.2 | 1403.6 | 0.2 | 363 | 72.1 | 435.1 | 1991472 | 37.5 | 3.8 | 246263.2 | 10426.6 | 0.9 | 1993615.3 | 557224.9 | 2550840.2 | 0 | 19.55 | 16.86 | 0 | 36.41 | 21.04 | 18.8 | 0 | 39.84 | 57969036 | 18678316 | 1199158.5 | 273893.6 | 0 | 0 | 0 | 0 | 0 | 1402393.4 | 4995438 | 0 | 49734.4 | 1202616.6 | 31569882 | 0 | 0 | 0 | 0 | 5797418.5 | 11478504 | 0 | 1159.1 | 65.7 | 0 | 0 | 0 | 0 | 1146.4 | 2911.7 | 0 | 753 | 161.5 | 8670 | 0 | 0 | 0 | 0 | 2522 | 0 | 4224.1 | 4955.4 | 0 | 0 | 0 | 0.31 | 0 | 0.9 | 0
OR | 2040 | 74456456 | 3840776.5 | 0 | 2138465.3 | 80435696.4 | 71779102 | 50090148.9 | 78675610 | 65938710 | 0.0359 | 0.054 | 0.1435 | 90233.43 | 14908.2 | 0.95 | 1 | 20.1 | 0.4 | 0.04 | 2.5 | 105.2 | 0.01 | 20.1 | 5.7 | 25.8 | 0 | 0 | 0 | 0 | 0 | 0 | 0 | 0 | 0 | 14.5 | 0.4 | 0.05 | 1.6 | 70.9 | 0.01 | 14.5 | 3.7 | 18.2 | 352.9 | 21.8 | 3 | 28.8 | 1363.4 | 0.18 | 354.3 | 69.5 | 423.8 | 1324114.6 | 25 | 2.5 | 166799.7 | 6936.2 | 0.6 | 1325539.6 | 373668.8 | 1699208.5 | 0 | 17.51 | 16.14 | 0 | 33.66 | 19.02 | 18.53 | 0 | 37.56 | 67640130 | 30345548 | 3264876 | 257805.9 | 0 | 0 | 0 | 0 | 0 | 1479224.4 | 3280548.2 | 0 | 79066.2 | 1202616.6 | 29209668 | 0 | 0 | 0 | 0 | 14395787 | 14470536 | 0 | 3457.1 | 65.7 | 0 | 0 | 0 | 0 | 1242.2 | 2043.3 | 0 | 729 | 161.5 | 8678.8 | 0 | 0 | 0 | 0 | 5968.1 | 0 | 4291.8 | 16055 | 0 | 0 | 0 | 0.34 | 0 | 1 | 0
OR | 2045 | 81596460 | 6792961.5 | 0 | 2535444.2 | 90924872.7 | 78662391.9 | 51464674.5 | 93954890 | 79410540 | 0.0359 | 0.054 | 0.1435 | 92338.92 | 16610.1 | 0.96 | 1 | 18.1 | 0.3 | 0.03 | 2.3 | 94.8 | 0.01 | 18.1 | 5.1 | 23.2 | 0 | 0 | 0 | 0 | 0 | 0 | 0 | 0 | 0 | 0 | 0 | 0 | 0 | 0 | 0 | 0 | 0 | 0 | 296.8 | 17.4 | 2.39 | 25.6 | 1175.3 | 0.16 | 298 | 60.7 | 358.7 | 1341936.7 | 25.3 | 2.5 | 168360.6 | 7028.7 | 0.6 | 1343380.9 | 377988.8 | 1721369.8 | 0 | 15.51 | 16.26 | 0.46 | 32.24 | 17.06 | 19.27 | 0.5 | 36.83 | 76315220 | 39460200 | 5787616.5 | 241720.4 | 0 | 0 | 0 | 0 | 0 | 1546546.5 | 3316913.2 | 0 | 72273.8 | 1070807.5 | 26365688 | 0 | 0 | 0 | 0 | 21198660 | 16714990 | 0 | 5797.7 | 65.7 | 0 | 0 | 0 | 0 | 1333 | 2043.3 | 0 | 729 | 143.8 | 8681.2 | 0 | 0 | 0 | 0 | 8776.2 | 0 | 4626.6 | 28777.3 | 0 | 0 | 0 | 0.34 | 1 | 1 | 0
OR | 2050 | 88774850 | 8602949 | 0 | 2603438.7 | 99981238.4 | 85582645.7 | 42606346.4 | 92184270 | 87838710 | 0.0359 | 0.054 | 0.1435 | 92872.01 | 18224.5 | 0.96 | 1 | 16.9 | 0.3 | 0.03 | 2.1 | 88.6 | 0.01 | 16.9 | 4.7 | 21.7 | 0 | 0 | 0 | 0 | 0 | 0 | 0 | 0 | 0 | 0 | 0 | 0 | 0 | 0 | 0 | 0 | 0 | 0 | 303.8 | 15.8 | 2.13 | 27.6 | 1270.3 | 0.16 | 304.8 | 65.5 | 370.3 | 1564950.6 | 29.5 | 2.9 | 194838 | 8195 | 0.7 | 1566634.9 | 439248.5 | 2005883.4 | 0 | 16.39 | 16.02 | 0 | 32.41 | 18.15 | 19.15 | 0 | 37.3 | 95626830 | 57374892 | 7323864 | 244054.8 | 0 | 0 | 0 | 0 | 0 | 1647455.8 | 3696352.8 | 0 | 192843.6 | 1057403 | 25737420 | 0 | 0 | 0 | 0 | 20965030 | 34762404 | 0 | 6497.5 | 65.7 | 0 | 0 | 0 | 0 | 1451.8 | 2043.3 | 0 | 729 | 142 | 8681.2 | 0 | 0 | 0 | 0 | 8810.3 | 0 | 10005.9 | 34712.7 | 0 | 0 | 0 | 0.34 | 0 | 1 | 0
PA | 2024 | 157152300 | 43331.4 | 1442621.6 | 1196896.6 | 159835146.7 | 151501077.2 | 147285266.5 | 24911482 | 96271670 | 0.0359 | 0.054 | 0.146 | 11233.3 | 33488.8 | 0.39 | 0.4 | 301.1 | 16.2 | 2.2 | 29.1 | 1242.8 | 0.21 | 302.2 | 66.2 | 368.4 | 312.1 | 16.9 | 2.3 | 30.1 | 1284.9 | 0.21 | 313.2 | 68.4 | 381.6 | 360.7 | 22.2 | 3.1 | 29.2 | 1358.2 | 0.19 | 362.2 | 69.7 | 431.9 | 731.5 | 53.3 | 7.65 | 52.5 | 2425.5 | 0.45 | 735.2 | 124.9 | 860.1 | 69320233.6 | 3735.4 | 506.9 | 6696835.3 | 286047.1 | 47.4 | 69569940.2 | 15233981.1 | 84803921.4 | 0 | 31.27 | 2.16 | 0.05 | 33.48 | 33.16 | 2.35 | 0.06 | 35.56 | 231600980 | 12549880 | 36879.6 | 1418822.4 | 0 | 0 | 23989596 | 0 | 0 | 2138188.5 | 116125230 | 0 | 171101.1 | 0 | 3045445 | 72616490 | 474300.6 | 1173234.2 | 0 | 858477.2 | 9553214 | 0 | 51.6 | 319.1 | 0 | 9051.9 | 0 | 0 | 1580.2 | 18531.9 | 0 | 1974.2 | 0 | 942.7 | 9093.3 | 5064.7 | 1572 | 0 | 439.6 | 0 | 2771.1 | 103.1 | 15720 | 0 | 0.7 | 0.08 | 0 | 0 | 0
PA | 2026 | 158663060 | 55125.5 | 1520303.8 | 1459116.6 | 161697603.5 | 152957459.9 | 148011597.9 | 37440540 | 98515250 | 0.0359 | 0.054 | 0.146 | 41912.91 | 33938.5 | 0.41 | 0.42 | 277.5 | 13.4 | 1.79 | 28.5 | 1194.3 | 0.2 | 278.4 | 64.2 | 342.5 | 282.3 | 13.7 | 1.83 | 29.1 | 1214.5 | 0.2 | 283.2 | 65.3 | 348.5 | 324.4 | 15.2 | 2.04 | 30.4 | 1385.3 | 0.16 | 325.4 | 71.7 | 397.1 | 680.2 | 47.4 | 6.73 | 50.4 | 2361.4 | 0.39 | 683.5 | 120.9 | 804.3 | 61519152.1 | 2979.7 | 398 | 6323269.7 | 264770.4 | 43.4 | 61716599.5 | 14225284.9 | 75941884.4 | 0 | 29.33 | 8.02 | 0.09 | 37.45 | 31.12 | 8.75 | 0.1 | 39.98 | 223146580 | 13686006 | 46518.5 | 1419855.6 | 0 | 0 | 18047932 | 0 | 0 | 3337806 | 112598824 | 0 | 132214.2 | 0 | 3044679 | 72556616 | 376647.9 | 1237287.8 | 0 | 846500.4 | 9501699 | 0 | 67.1 | 319.1 | 0 | 9051.9 | 0 | 0 | 2468.4 | 18531.9 | 0 | 1804.6 | 0 | 942.7 | 9093.3 | 5064.7 | 1572 | 0 | 439.6 | 0 | 2771.1 | 134.1 | 15720 | 0 | 1.3 | 0.08 | 0 | 0 | 0
PA | 2028 | 161157650 | 76335.9 | 2101511 | 1741971.7 | 165077458.9 | 155362299 | 149726796.4 | 54584536 | 104682710 | 0.0359 | 0.054 | 0.146 | 50724.46 | 34740.6 | 0.44 | 0.46 | 252.5 | 10.5 | 1.36 | 27.9 | 1142.9 | 0.19 | 253.2 | 62 | 315.2 | 251.1 | 10.4 | 1.36 | 27.8 | 1135.5 | 0.19 | 251.8 | 61.7 | 313.5 | 275.8 | 6.2 | 0.69 | 31.8 | 1402.3 | 0.13 | 276.2 | 73.6 | 349.8 | 611.8 | 38.6 | 5.43 | 49.3 | 2250.1 | 0.36 | 614.5 | 116.4 | 730.9 | 54041609.1 | 2240.2 | 291.5 | 5978895.9 | 244644.1 | 39.7 | 54187940.4 | 13280132.3 | 67468072.7 | 0 | 25.88 | 9.66 | 0.05 | 35.59 | 27.51 | 10.59 | 0.06 | 38.16 | 215521950 | 15350662 | 64739.5 | 1408126.8 | 0 | 0 | 12133850 | 0 | 0 | 5065516.5 | 109119500 | 0 | 117358.3 | 0 | 3021393.8 | 72231180 | 366024 | 1709105.6 | 0 | 834690.9 | 9450455 | 0 | 87 | 319.1 | 0 | 9051.9 | 0 | 0 | 3750.3 | 18388.9 | 0 | 1754.5 | 0 | 942.7 | 9093.3 | 5064.7 | 1572 | 0 | 439.6 | 0 | 2771.1 | 174 | 15720 | 0 | 0.8 | 0.08 | 0 | 0 | 0
PA | 2030 | 164492820 | 107586.9 | 2280689.8 | 1559559.5 | 168440659.1 | 158577523 | 150753557.1 | 53172300 | 92865270 | 0.0359 | 0.054 | 0.146 | 67349.82 | 35845.4 | 0.46 | 0.49 | 237.9 | 9.6 | 1.24 | 26.8 | 1086.6 | 0.18 | 238.5 | 59.2 | 297.7 | 233.5 | 9.5 | 1.24 | 26.3 | 1063 | 0.18 | 234.1 | 58 | 292.1 | 293.7 | 9.7 | 1.2 | 31.1 | 1398.4 | 0.14 | 294.3 | 72.8 | 367.1 | 569.9 | 35.3 | 4.92 | 46.2 | 2150.3 | 0.31 | 572.3 | 110.3 | 682.6 | 49211279.9 | 1984.5 | 256.7 | 5547196.9 | 224835.4 | 37.2 | 49340485.9 | 12257444.4 | 61597930.2 | 0 | 24.91 | 12.88 | 0.07 | 37.86 | 26.53 | 14.12 | 0.07 | 40.71 | 208467120 | 17687102 | 91261.9 | 1382334.9 | 0 | 0 | 10547527 | 0 | 0 | 7464562.5 | 102008030 | 0 | 88912.1 | 0 | 2970075 | 71583790 | 265334.6 | 1842743 | 0 | 823046.4 | 9399493 | 0 | 102.7 | 319.1 | 0 | 9051.9 | 0 | 0 | 5534.6 | 18287.9 | 0 | 1797.9 | 0 | 942.7 | 9093.3 | 4191.6 | 1572 | 0 | 439.6 | 0 | 2771.1 | 240.8 | 15720 | 0 | 1.2 | 0.08 | 0 | 0 | 0
PA | 2035 | 173966540 | 282382.1 | 2515378.2 | 1728908.6 | 178493212.2 | 167710545.9 | 160212118.6 | 74522650 | 92218380 | 0.0359 | 0.054 | 0.146 | 87465.17 | 39040.7 | 0.49 | 0.54 | 226.3 | 9.3 | 1.21 | 25.7 | 1029.5 | 0.18 | 226.9 | 56.4 | 283.3 | 209.5 | 8.6 | 1.12 | 23.8 | 952.3 | 0.17 | 210.1 | 52.2 | 262.3 | 323.7 | 14.5 | 1.91 | 30.8 | 1420.5 | 0.15 | 324.6 | 73.2 | 397.8 | 528.9 | 31.2 | 4.34 | 44.4 | 2035 | 0.29 | 531 | 105.1 | 636.2 | 44084873.4 | 1812.7 | 235.2 | 5000669.2 | 200583.2 | 34.6 | 44203093.8 | 10987507.2 | 55190601 | 0 | 22.95 | 17.02 | 0 | 39.98 | 24.48 | 18.65 | 0 | 43.13 | 196455440 | 18281094 | 241610.4 | 1343365.5 | 0 | 0 | 9832302 | 0 | 0 | 8059325 | 90519380 | 0 | 162651.3 | 0 | 2874887.2 | 70945800 | 189476.6 | 2064872.2 | 0 | 794640.1 | 9427129 | 0 | 188.2 | 319.1 | 0 | 8932.6 | 0 | 0 | 6150.3 | 18287.9 | 0 | 2264.8 | 0 | 942.7 | 9093.3 | 4191.6 | 1572 | 0 | 439.6 | 0 | 2771.1 | 682.4 | 15720 | 0 | 0 | 0.08 | 0 | 0 | 0
PA | 2040 | 185632080 | 2080633.6 | 2652899.5 | 1988143 | 192353762.6 | 178956554 | 170941971.4 | 93543430 | 95460664 | 0.0359 | 0.054 | 0.146 | 92528.19 | 42583.8 | 0.51 | 0.58 | 205.4 | 7.1 | 0.89 | 24.8 | 976.4 | 0.17 | 205.8 | 54 | 259.8 | 183.1 | 6.3 | 0.79 | 22.1 | 870.6 | 0.15 | 183.5 | 48.1 | 231.6 | 348.5 | 16.8 | 2.24 | 32.1 | 1494.1 | 0.16 | 349.6 | 76.7 | 426.3 | 483.3 | 25.2 | 3.44 | 43.7 | 1976.7 | 0.26 | 485 | 102.7 | 587.7 | 39573768.4 | 1368.3 | 171.4 | 4787744.5 | 188229.9 | 32.4 | 39661325.1 | 10405839.3 | 50067164.4 | 0 | 21.43 | 18.38 | 0 | 39.82 | 22.99 | 20.31 | 0 | 43.3 | 194489250 | 21411792 | 1778452.2 | 1318923.1 | 0 | 0 | 6275294 | 0 | 0 | 7877333 | 87862984 | 0 | 401602.6 | 0 | 2802729 | 70242750 | 236899.8 | 2157828.5 | 0 | 760845 | 12773613 | 0 | 1309.4 | 319.1 | 0 | 8850.2 | 0 | 0 | 6219.8 | 18287.9 | 0 | 2877.8 | 0 | 942.7 | 9093.3 | 3392.6 | 1572 | 0 | 435.7 | 0 | 3437.3 | 5209.8 | 15720 | 0 | 0 | 0.08 | 0 | 0 | 0
PA | 2045 | 196201230 | 4482533.5 | 2417769.8 | 2153961 | 205255491 | 189145403.6 | 178409859.5 | 98666910 | 104207540 | 0.0359 | 0.054 | 0.146 | 92565.5 | 45382.8 | 0.51 | 0.57 | 205.4 | 6.3 | 0.77 | 25.3 | 1002.9 | 0.16 | 205.8 | 55.2 | 261 | 184.7 | 5.6 | 0.68 | 22.8 | 902.8 | 0.14 | 185.1 | 49.7 | 234.8 | 343.5 | 13.7 | 1.76 | 34.4 | 1564.3 | 0.16 | 344.4 | 81 | 425.4 | 494.3 | 24.8 | 3.36 | 45.8 | 2061.7 | 0.26 | 495.9 | 107.3 | 603.2 | 42940866.6 | 1320.4 | 160.2 | 5286716.6 | 209660.1 | 33.7 | 43023942.4 | 11543778.7 | 54567721.1 | 0 | 21.23 | 18.17 | 0 | 39.41 | 22.8 | 20.3 | 0 | 43.1 | 211099630 | 26845632 | 3842108 | 1336060.6 | 0 | 0 | 4996677 | 0 | 0 | 7766920 | 94816550 | 0 | 3785431.5 | 0 | 2833357 | 70606180 | 122698.7 | 1914940.4 | 0 | 722910.6 | 18355800 | 0 | 2547.7 | 319.1 | 0 | 5167.1 | 0 | 0 | 6336.5 | 18287.9 | 0 | 10718.5 | 0 | 942.7 | 9093.3 | 2650.6 | 1572 | 0 | 421 | 0 | 4773.5 | 10835.2 | 15720 | 0 | 0 | 0.08 | 0 | 0 | 0
PA | 2050 | 206580260 | 4606557.5 | 2802305.2 | 2128253.3 | 216117377.3 | 199150739.1 | 188863499.8 | 96133570 | 105636940 | 0.0359 | 0.054 | 0.146 | 91392.51 | 47690.7 | 0.48 | 0.54 | 219.1 | 5.3 | 0.6 | 27.8 | 1114.6 | 0.16 | 219.4 | 61.1 | 280.5 | 200.5 | 4.8 | 0.54 | 25.4 | 1021.8 | 0.14 | 200.8 | 55.9 | 256.7 | 333.4 | 10.6 | 1.29 | 35.9 | 1604.5 | 0.16 | 334 | 83.8 | 417.8 | 487.8 | 20.3 | 2.65 | 48.5 | 2179.2 | 0.25 | 489.1 | 113.5 | 602.6 | 49003656.8 | 1187.2 | 133.3 | 6221024.8 | 249321.1 | 36 | 49075418.4 | 13660615.2 | 62736033.6 | 0 | 21.96 | 17.95 | 0 | 39.91 | 23.61 | 20.09 | 0 | 43.69 | 226012370 | 27253878 | 3938237.5 | 1313316.2 | 0 | 0 | 2638769.5 | 0 | 0 | 7773123 | 101417820 | 0 | 14126229 | 0 | 2803913.2 | 70236840 | 68303.7 | 2215050.2 | 0 | 544737.8 | 18936016 | 0 | 2600.9 | 319.1 | 0 | 2895.5 | 0 | 0 | 6534.7 | 18287.9 | 0 | 16449.3 | 0 | 942.7 | 9093.3 | 1364 | 1572 | 0 | 323.4 | 0 | 4995.5 | 11005.2 | 15720 | 0 | 0 | 0.08 | 0 | 0 | 0
RI | 2024 | 7591439 | 2513.8 | 0 | 48061.6 | 7642014.8 | 7318533.1 | 3946981.3 | 6158901.5 | 4930804 | 0.0359 | 0.0539 | 0.135 | 10184.65 | 1917.1 | 0.61 | 0.57 | 168.3 | 3.2 | 0.32 | 20.6 | 881.1 | 0.08 | 168.5 | 46.9 | 215.4 | 179.8 | 3.4 | 0.34 | 23.9 | 944.8 | 0.12 | 180 | 52.1 | 232.1 | 301.6 | 7.5 | 0.88 | 34.5 | 1486.9 | 0.16 | 302 | 78.8 | 380.9 | 634.6 | 37.1 | 5.23 | 54 | 2387.3 | 0.39 | 637.2 | 125.3 | 762.4 | 1075495.4 | 20.3 | 2 | 131646.4 | 5629.2 | 0.5 | 1076652.9 | 299531.6 | 1376184.5 | 0 | 31.91 | 2.31 | 0 | 34.22 | 33.82 | 2.51 | 0 | 36.33 | 6406692.5 | 3695033.5 | 2129.2 | 192465.1 | 0 | 0 | 0 | 0 | 0 | 291144 | 2510456.5 | 0 | 0 | 0 | 6608.3 | 0 | 0 | 0 | 0 | 529509 | 70745.4 | 2803635 | 3 | 40.1 | 0 | 0 | 0 | 0 | 211.7 | 1730.2 | 0 | 0 | 0 | 2.7 | 0 | 0 | 0 | 0 | 273 | 734 | 21 | 6 | 0 | 0 | 0 | 0.28 | 0 | 0 | 0
RI | 2026 | 7665141 | 2437.9 | 0 | 42434.7 | 7710013.8 | 7389585.8 | 923288.3 | 4599609 | 6471678.5 | 0.0359 | 0.0539 | 0.135 | 40678.95 | 1949.3 | 0.73 | 0.65 | 117.2 | 2.2 | 0.22 | 14.3 | 613.2 | 0.05 | 117.3 | 32.6 | 149.9 | 148.7 | 2.8 | 0.28 | 19.5 | 781.1 | 0.09 | 148.9 | 42.8 | 191.7 | 247.3 | 5.5 | 0.63 | 28.7 | 1241.1 | 0.13 | 247.7 | 65.8 | 313.4 | 588.7 | 32.2 | 4.47 | 51.7 | 2320.7 | 0.34 | 590.9 | 120.9 | 711.8 | 1119887.9 | 21.1 | 2.1 | 136865.7 | 5861.3 | 0.5 | 1121093.2 | 311672.7 | 1432765.9 | 0 | 28.92 | 9.05 | 0 | 37.96 | 30.64 | 9.83 | 0 | 40.46 | 9603503 | 6786725.5 | 2073.2 | 192443.2 | 0 | 0 | 0 | 0 | 0 | 350401.2 | 2615661.8 | 0 | 0 | 0 | 6599.5 | 0 | 0 | 0 | 0 | 522121.8 | 70350.6 | 5843852 | 3 | 40.1 | 0 | 0 | 0 | 0 | 256.7 | 1730.2 | 0 | 0 | 0 | 2.7 | 0 | 0 | 0 | 0 | 273 | 1538 | 21 | 6 | 0 | 0 | 0 | 0.41 | 0 | 0 | 0
RI | 2028 | 7791601.5 | 2335.6 | 0 | 35584.3 | 7829521.3 | 7511501.2 | 1035531.9 | 3711683.2 | 5509919.5 | 0.0359 | 0.0539 | 0.135 | 47983.75 | 2005.2 | 0.73 | 0.67 | 118.8 | 2.2 | 0.22 | 14.5 | 621.5 | 0.05 | 118.9 | 33 | 151.9 | 142.2 | 2.7 | 0.27 | 18.4 | 746.4 | 0.09 | 142.4 | 40.7 | 183.1 | 183.1 | 3.6 | 0.37 | 21.6 | 947.4 | 0.08 | 183.3 | 49.9 | 233.2 | 532.4 | 25.9 | 3.54 | 50 | 2198.5 | 0.31 | 534.2 | 115.6 | 649.7 | 1142088.9 | 21.5 | 2.2 | 139453.3 | 5977.4 | 0.5 | 1143318.1 | 317721 | 1461039.1 | 0 | 24.69 | 10.48 | 0 | 35.17 | 26.16 | 11.37 | 0 | 37.52 | 9643754 | 6793989.5 | 1979.2 | 190487.8 | 0 | 0 | 0 | 0 | 0 | 396948 | 2650740 | 0 | 0 | 0 | 6557.3 | 0 | 0 | 0 | 0 | 514740.4 | 69984.5 | 5812316.5 | 3 | 40.1 | 0 | 0 | 0 | 0 | 293.2 | 1730.2 | 0 | 0 | 0 | 2.7 | 0 | 0 | 0 | 0 | 273 | 1538 | 21 | 6 | 0 | 0 | 0 | 0.55 | 0 | 0 | 0
RI | 2030 | 7956577 | 4055.3 | 0 | 37546 | 7998178 | 7670547.6 | 1125122.7 | 4051543.2 | 5405754 | 0.0359 | 0.0539 | 0.135 | 68591.45 | 2079.8 | 0.75 | 0.71 | 105.4 | 2 | 0.2 | 12.9 | 551.9 | 0.05 | 105.5 | 29.4 | 134.9 | 121.6 | 2.3 | 0.23 | 16 | 638.8 | 0.08 | 121.8 | 35 | 156.8 | 104.2 | 2 | 0.21 | 12.3 | 536.8 | 0.05 | 104.3 | 28.3 | 132.6 | 500.3 | 23.3 | 3.14 | 47.6 | 2126.1 | 0.27 | 501.8 | 111 | 612.9 | 984593.1 | 18.6 | 1.9 | 120769.3 | 5153.8 | 0.4 | 985652.8 | 274473.9 | 1260126.7 | 0 | 24.03 | 14.94 | 0 | 38.97 | 25.47 | 16.19 | 0 | 41.66 | 9367356 | 6873055 | 3467.9 | 186400.2 | 0 | 0 | 0 | 0 | 0 | 514718.9 | 2297948.2 | 0 | 0 | 0 | 6484.2 | 0 | 0 | 0 | 0 | 507655.2 | 69607.1 | 5781074 | 4 | 40.1 | 0 | 0 | 0 | 0 | 380.7 | 1730.2 | 0 | 0 | 0 | 2.7 | 0 | 0 | 0 | 0 | 273 | 1538 | 21 | 10 | 0 | 0 | 0 | 0.71 | 0 | 0 | 0
RI | 2035 | 8428825 | 4079.4 | 0 | 36692 | 8469596.7 | 8125825.3 | 1659621.7 | 4061383.5 | 4682028 | 0.0359 | 0.0539 | 0.135 | 100466.91 | 2294.7 | 0.77 | 0.99 | 101.8 | 1.9 | 0.19 | 12.5 | 532.9 | 0.05 | 101.9 | 28.4 | 130.3 | 4.3 | 0.1 | 0.01 | 0.6 | 22.6 | 0 | 4.3 | 1.2 | 5.6 | 44.4 | 0.9 | 0.09 | 5.3 | 227.9 | 0.02 | 44.5 | 12.1 | 56.5 | 456.1 | 19.2 | 2.56 | 45.6 | 1997.2 | 0.26 | 457.4 | 105.2 | 562.6 | 923657 | 17.4 | 1.7 | 113413.6 | 4834.9 | 0.4 | 924651 | 257609.8 | 1182260.8 | 0 | 22.58 | 22.44 | 0 | 45.02 | 23.93 | 24.34 | 0 | 48.27 | 9102309 | 6809975 | 3517.6 | 181533.6 | 0 | 0 | 0 | 0 | 0 | 550402.6 | 1960565.4 | 0 | 140376.5 | 0 | 6341.3 | 0 | 0 | 0 | 0 | 490100.4 | 68572.7 | 5700899.5 | 4 | 40.1 | 0 | 0 | 0 | 0 | 418.8 | 1730.2 | 0 | 740.6 | 0 | 2.7 | 0 | 0 | 0 | 0 | 273 | 1538 | 21 | 10 | 0 | 0 | 0 | 0.99 | 0 | 0 | 0
RI | 2040 | 9017174 | 1671519.9 | 0 | 35899.9 | 10724593.5 | 8693027.1 | 4014665.4 | 4227303 | 4036074 | 0.0359 | 0.0539 | 0.135 | 99023 | 2529.6 | 0.79 | 0.99 | 94.1 | 1.8 | 0.18 | 11.5 | 492.6 | 0.04 | 94.2 | 26.2 | 120.4 | 4.5 | 0.1 | 0.01 | 0.6 | 23.9 | 0 | 4.5 | 1.3 | 5.9 | 4.7 | 0.1 | 0.01 | 0.6 | 24.1 | 0 | 4.7 | 1.3 | 6 | 434.6 | 14.5 | 1.84 | 46.8 | 2030.8 | 0.24 | 435.5 | 107.4 | 542.9 | 988302 | 18.6 | 1.9 | 121048.4 | 5173 | 0.4 | 989365.6 | 275325.4 | 1264691 | 0 | 21.1 | 19.36 | 0 | 40.46 | 23.42 | 24.85 | 0 | 48.27 | 10542047 | 6709928 | 1451424.9 | 180058.6 | 0 | 0 | 0 | 0 | 0 | 536847.8 | 1893619.8 | 0 | 300693 | 0 | 6322.6 | 0 | 0 | 0 | 0 | 478627.9 | 67750.4 | 5626702 | 723.6 | 40.1 | 0 | 0 | 0 | 0 | 422.5 | 1730.2 | 0 | 1708.8 | 0 | 2.7 | 0 | 0 | 0 | 0 | 275.4 | 1538 | 21 | 4339.5 | 0 | 0 | 0 | 0.99 | 0 | 0 | 0
RI | 2045 | 9585931 | 1513237.4 | 0 | 35854.3 | 11135022.8 | 9241334.6 | 4339490.9 | 4214602 | 3983640 | 0.0359 | 0.0539 | 0.135 | 96718.37 | 2723.5 | 0.76 | 0.99 | 113.2 | 2.1 | 0.21 | 13.8 | 592.3 | 0.05 | 113.3 | 31.4 | 144.7 | 4.6 | 0.1 | 0.01 | 0.6 | 24.4 | 0 | 4.6 | 1.3 | 6 | 4.8 | 0.1 | 0.01 | 0.6 | 25 | 0 | 4.8 | 1.3 | 6.2 | 449.9 | 13.7 | 1.7 | 49.5 | 2148.3 | 0.24 | 450.7 | 113.6 | 564.4 | 1230363 | 23.2 | 2.3 | 149717.6 | 6438.8 | 0.6 | 1231687.2 | 341745.1 | 1573432.3 | 0 | 21.12 | 19.59 | 0 | 40.72 | 23.28 | 24.61 | 0 | 47.89 | 10912349 | 6795532 | 1276933.2 | 183578.9 | 0 | 0 | 0 | 0 | 0 | 530092.4 | 2115622.8 | 0 | 534266.8 | 0 | 6415.6 | 0 | 0 | 0 | 0 | 647315.2 | 66840.7 | 5551283.5 | 826.3 | 40.1 | 0 | 0 | 0 | 0 | 430.9 | 1511.6 | 0 | 2007.9 | 0 | 2.7 | 0 | 0 | 0 | 0 | 354.8 | 1538 | 21 | 4750.3 | 0 | 0 | 0 | 0.99 | 0 | 0 | 0
RI | 2050 | 10182332 | 2151345 | 0 | 35371.6 | 12369048.9 | 9816281.5 | 4775647.9 | 3959432.5 | 4367233.5 | 0.0359 | 0.0539 | 0.135 | 95382 | 2890 | 0.75 | 0.99 | 121.8 | 2.3 | 0.23 | 14.7 | 637.2 | 0.05 | 121.9 | 33.7 | 155.6 | 4.9 | 0.1 | 0.01 | 0.6 | 25.8 | 0 | 4.9 | 1.4 | 6.3 | 4.9 | 0.1 | 0.01 | 0.6 | 25.7 | 0 | 5 | 1.4 | 6.3 | 440.5 | 12 | 1.43 | 49.6 | 2166.6 | 0.22 | 441.3 | 114.2 | 555.4 | 1552268.6 | 29.3 | 2.9 | 187658.3 | 8121.9 | 0.7 | 1553939.2 | 429881.3 | 1983820.5 | 0 | 20.65 | 18.28 | 0 | 38.93 | 23.25 | 23.98 | 0 | 47.24 | 12780123 | 7593401 | 1818932.4 | 178195.5 | 0 | 0 | 0 | 0 | 0 | 543056.5 | 2045623.8 | 0 | 1137737.4 | 0 | 6232.5 | 0 | 0 | 0 | 0 | 1541615.8 | 187.3 | 5508541.5 | 1263.2 | 40.1 | 0 | 0 | 0 | 0 | 453.1 | 822 | 0 | 2559.6 | 0 | 2.7 | 0 | 0 | 0 | 0 | 699.3 | 1538 | 0 | 6497.7 | 0 | 0 | 0 | 0.99 | 0 | 0 | 0
SC | 2024 | 89131864 | 0 | 3338258 | 465159.5 | 92935282.7 | 85927197.3 | 88187528.4 | 25458424 | 21783330 | 0.0359 | 0.054 | 0.15 | 10231.5 | 20071 | 0.72 | 0.66 | 185.4 | 14.9 | 2.1 | 17.5 | 624 | 0.21 | 186.5 | 36.2 | 222.6 | 227.7 | 17.9 | 2.53 | 20.3 | 773 | 0.23 | 228.9 | 43.4 | 272.3 | 323.2 | 24.8 | 3.52 | 21.3 | 1086 | 0.16 | 324.9 | 53.7 | 378.6 | 735.4 | 54.6 | 7.82 | 51.7 | 2423.7 | 0.44 | 739.1 | 124 | 863.2 | 16426089.3 | 1314.8 | 186.1 | 1552075.9 | 55294.4 | 18.7 | 16516081.5 | 3204956.9 | 19721038.4 | 0 | 32.71 | 2.03 | 0 | 34.74 | 34.85 | 2.27 | 0 | 37.12 | 89246180 | 4747754.5 | 0 | 1225861.1 | 0 | 0 | 10027446 | 0 | 0 | 1307609.5 | 15206078 | 0 | 48423.9 | 0 | 2401822.2 | 52851692 | 3401.5 | 2733694.8 | 0 | 3440144.8 | 0 | 0 | 0 | 180.1 | 0 | 4769 | 0 | 0 | 873.9 | 3185 | 0 | 2555.2 | 0 | 1355.7 | 6617.2 | 720.6 | 2796 | 0 | 1606.7 | 0 | 0 | 0 | 27960 | 0 | 0 | 0 | 0 | 0 | 0
SC | 2026 | 90977860 | 9929.2 | 3483072.8 | 426314.3 | 94897173.9 | 87706831.3 | 78160337 | 21306698 | 25464364 | 0.0359 | 0.054 | 0.15 | 41830.49 | 20514.6 | 0.77 | 0.72 | 152.3 | 12.2 | 1.72 | 14.9 | 514.9 | 0.18 | 153.1 | 30.3 | 183.4 | 190.4 | 15.1 | 2.14 | 17.3 | 642.6 | 0.2 | 191.4 | 36.5 | 227.9 | 235.5 | 13.9 | 1.91 | 19.4 | 926.1 | 0.11 | 236.4 | 47 | 283.4 | 699.3 | 51.8 | 7.37 | 48.8 | 2351.1 | 0.39 | 702.9 | 119 | 821.8 | 14954691.6 | 1192.2 | 168.7 | 1463403.8 | 50601 | 18 | 15036279.7 | 2976226.2 | 18012505.9 | 0 | 30.36 | 7.85 | 0 | 38.21 | 32.42 | 8.75 | 0 | 41.18 | 99065290 | 16736837 | 8509.5 | 1225307.8 | 0 | 0 | 9096362 | 0 | 0 | 1688846 | 14018798 | 0 | 38210.6 | 0 | 2401418.8 | 52757750 | 2798.9 | 2779289.8 | 0 | 15047990 | 0 | 0 | 5.8 | 180.1 | 0 | 4769 | 0 | 0 | 1136.3 | 3185 | 0 | 2495.2 | 0 | 1355.7 | 6617.2 | 720.6 | 2796 | 0 | 6671 | 0 | 0 | 23 | 27960 | 0 | 0 | 0 | 0 | 0 | 0
SC | 2028 | 93284504 | 4386252.5 | 4828041 | 695852.5 | 103194647.5 | 89930567.5 | 59582386.4 | 26856058 | 46439020 | 0.0359 | 0.054 | 0.15 | 53493.31 | 21086.6 | 0.87 | 0.81 | 73.9 | 4.7 | 0.66 | 9.9 | 290.2 | 0.12 | 74.2 | 18.6 | 92.8 | 108.6 | 7 | 0.96 | 13 | 422.9 | 0.15 | 109 | 25.6 | 134.7 | 180.4 | 4.9 | 0.58 | 20 | 892.3 | 0.08 | 180.7 | 46.6 | 227.3 | 589.7 | 39.5 | 5.57 | 45.5 | 2115.5 | 0.34 | 592.4 | 108.6 | 701 | 8991836.7 | 575.9 | 79.7 | 1207315 | 35354.7 | 14.9 | 9030753.9 | 2264951 | 11295704.9 | 0 | 25.5 | 9.35 | 0 | 34.85 | 28.02 | 11.07 | 0 | 39.09 | 122825710 | 43612260 | 3710768.5 | 1207539 | 0 | 0 | 4037190.5 | 0 | 0 | 2302070 | 12162894 | 0 | 30436.1 | 0 | 2347421 | 51862320 | 2234.3 | 3852656 | 0 | 41310190 | 0 | 0 | 2452 | 180.1 | 0 | 3639 | 0 | 0 | 1561.2 | 3185 | 0 | 2455.2 | 0 | 1355.7 | 6617.2 | 696.6 | 2796 | 0 | 17961.9 | 0 | 0 | 10188.3 | 27960 | 0 | 0 | 0 | 0 | 0 | 0
SC | 2030 | 95990800 | 10277400 | 5438006.5 | 870406.8 | 112576614.9 | 92539601.6 | 48099475.8 | 28524742 | 60075970 | 0.0359 | 0.054 | 0.15 | 56669.13 | 21698.7 | 0.91 | 0.86 | 45.5 | 2.8 | 0.38 | 7.1 | 184.9 | 0.09 | 45.7 | 12.7 | 58.3 | 75.5 | 4.5 | 0.62 | 10.3 | 305.9 | 0.12 | 75.8 | 19.4 | 95.3 | 196.1 | 6.9 | 0.87 | 20.3 | 919.6 | 0.09 | 196.5 | 47.7 | 244.3 | 523.8 | 35.3 | 4.95 | 40.1 | 1903.9 | 0.28 | 526.2 | 96.9 | 623.1 | 6476854.8 | 395.7 | 54.4 | 1021398.9 | 26389.8 | 13.5 | 6503510.8 | 1811509.2 | 8315020 | 0 | 22.76 | 9.22 | 0 | 31.98 | 25.87 | 11.57 | 0 | 37.44 | 144216460 | 64477140 | 8747470 | 1164808.6 | 0 | 0 | 2735789 | 0 | 0 | 3104958.8 | 9511840 | 0 | 18225.5 | 0 | 2223948.5 | 50999376 | 1045.8 | 4336827 | 0 | 61372180 | 0 | 0 | 5815.4 | 180.1 | 0 | 3639 | 0 | 0 | 2229.4 | 3057 | 0 | 2455.2 | 0 | 1355.7 | 6617.2 | 696.6 | 2796 | 0 | 27047.9 | 0 | 0 | 23641.3 | 27960 | 0 | 0 | 0 | 0 | 0 | 0
SC | 2035 | 103176600 | 23105742 | 5875242 | 876542.6 | 133034123.2 | 99467151 | 45465022.2 | 24291364 | 64037770 | 0.0359 | 0.054 | 0.15 | 82334.69 | 23820.6 | 0.95 | 0.91 | 21.4 | 1 | 0.13 | 4.9 | 100.5 | 0.07 | 21.5 | 7.9 | 29.4 | 41.8 | 1.9 | 0.25 | 7.6 | 191.5 | 0.09 | 42 | 13.3 | 55.3 | 247.7 | 12.9 | 1.75 | 21.8 | 1030.4 | 0.12 | 248.5 | 52.6 | 301.1 | 452.1 | 29 | 4.05 | 36.2 | 1682.9 | 0.25 | 454.1 | 86.4 | 540.4 | 3664636.1 | 168 | 22.2 | 835962.3 | 17189 | 12 | 3675696.7 | 1351457.8 | 5027154.4 | 0 | 18.79 | 12.22 | 0 | 31.01 | 22.83 | 16.85 | 0 | 39.68 | 172886080 | 87569100 | 19694956 | 1120711 | 0 | 0 | 998763.2 | 0 | 0 | 3869461.5 | 6873857.5 | 0 | 11377 | 0 | 2071989.8 | 49804628 | 583 | 4740119.5 | 0 | 83699640 | 0 | 0 | 10202.8 | 180.1 | 0 | 3639 | 0 | 0 | 3075.6 | 3057 | 0 | 2455.2 | 0 | 1366.7 | 6617.2 | 446.6 | 2796 | 0 | 39223.5 | 0 | 0 | 56721.4 | 27960 | 0 | 0 | 0 | 0 | 0 | 0
SC | 2040 | 111253040 | 26811160 | 6118935 | 779535.6 | 144962668.1 | 107253320.1 | 58015512.2 | 24402656 | 53641030 | 0.0359 | 0.054 | 0.15 | 82522.36 | 25870.7 | 0.96 | 0.93 | 16.4 | 0.6 | 0.07 | 4.5 | 84.6 | 0.07 | 16.4 | 7.1 | 23.5 | 33.2 | 1.2 | 0.15 | 7 | 163.9 | 0.09 | 33.3 | 11.9 | 45.2 | 296.9 | 18.5 | 2.56 | 23.5 | 1141.9 | 0.14 | 298.2 | 57.5 | 355.7 | 420.8 | 24.8 | 3.43 | 35.5 | 1643.1 | 0.23 | 422.5 | 84.6 | 507.1 | 2803595.9 | 93.4 | 11.6 | 785046.5 | 14526.9 | 11.5 | 2809535.3 | 1221086.8 | 4030622.2 | 0 | 17.82 | 12.24 | 0 | 30.07 | 21.87 | 17.08 | 0 | 38.95 | 174287060 | 86947150 | 22884112 | 1118267.9 | 0 | 0 | 428843.5 | 0 | 0 | 4004972 | 6252301.5 | 0 | 9370.3 | 0 | 2042848.8 | 49603330 | 822.3 | 5000001.5 | 0 | 82942184 | 0 | 0 | 11635.6 | 180.1 | 0 | 3639 | 0 | 0 | 3207.1 | 3057 | 0 | 2455.2 | 0 | 1366.7 | 6617.2 | 446.6 | 2796 | 0 | 40106.8 | 0 | 0 | 66507.7 | 27960 | 0 | 0 | 0 | 0 | 0 | 0
SC | 2045 | 118459110 | 28364538 | 6464733 | 764907.2 | 154053292.4 | 114200381.6 | 63061528.9 | 26900732 | 52003896 | 0.0359 | 0.054 | 0.15 | 85513.42 | 27911.5 | 0.96 | 0.92 | 18.6 | 0.6 | 0.07 | 4.5 | 95.9 | 0.06 | 18.6 | 7.3 | 26 | 35.4 | 1.2 | 0.15 | 6.8 | 174.7 | 0.08 | 35.5 | 12 | 47.5 | 313 | 18.7 | 2.56 | 25.9 | 1232.3 | 0.16 | 314.2 | 62.6 | 376.9 | 372.3 | 20.2 | 2.75 | 33.4 | 1514.9 | 0.2 | 373.7 | 78.6 | 452.2 | 3257806.3 | 100.1 | 12.1 | 793358.9 | 16897.1 | 11.4 | 3264098.5 | 1299993.3 | 4564091.7 | 0 | 16.13 | 12.85 | 0 | 28.98 | 20.2 | 17.86 | 0 | 38.07 | 179259090 | 90991760 | 24104012 | 457714.6 | 0 | 0 | 425314.7 | 0 | 0 | 3651494.8 | 7183015 | 0 | 153858 | 0 | 1927434.2 | 48826148 | 628.4 | 5189204 | 0 | 87340270 | 0 | 0 | 10789.3 | 95.1 | 0 | 3297 | 0 | 0 | 3334.7 | 3057 | 0 | 5199.2 | 0 | 1366.7 | 6617.2 | 446.6 | 2796 | 0 | 46421.8 | 0 | 0 | 72108.7 | 27960 | 0 | 0 | 0 | 0 | 0 | 0
SC | 2050 | 125354860 | 26201038 | 6726633 | 768558.7 | 159051093.8 | 120848233.5 | 68438635.2 | 31812250 | 49502692 | 0.0359 | 0.0539 | 0.15 | 84843.86 | 29707.3 | 0.94 | 0.9 | 27.6 | 1.1 | 0.14 | 5.1 | 131 | 0.07 | 27.6 | 9 | 36.6 | 48.9 | 1.9 | 0.24 | 7.7 | 231.2 | 0.08 | 49 | 14.6 | 63.5 | 310.4 | 17.4 | 2.37 | 26.9 | 1257.6 | 0.16 | 311.6 | 64.4 | 376 | 374.1 | 17.5 | 2.34 | 35.7 | 1611.5 | 0.19 | 375.3 | 83.8 | 459.1 | 4783292.7 | 191 | 24.6 | 888554 | 22836.4 | 11.4 | 4795698.5 | 1572191.2 | 6367889.7 | 0 | 16.73 | 13.18 | 0 | 29.91 | 20.83 | 17.9 | 0 | 38.72 | 176806800 | 90612456 | 22308740 | 446439.7 | 0 | 0 | 1061005.9 | 0 | 0 | 3644234.8 | 9147579 | 0 | 351616.1 | 0 | 1888639.6 | 45642660 | 0 | 5347654.5 | 0 | 86968220 | 0 | 0 | 10667.8 | 95.1 | 0 | 2350 | 0 | 0 | 3530.2 | 3057 | 0 | 12418.3 | 0 | 1366.7 | 6219 | 446.6 | 2796 | 0 | 47965.5 | 0 | 0 | 64624.2 | 27960 | 0 | 0 | 0 | 0 | 0 | 0
SD | 2024 | 12826142 | 573.2 | 0 | 243841.1 | 13070556.3 | 12364776.3 | 2356993.8 | 8487187 | 14232429 | 0.036 | 0.054 | 0.1577 | 5604.52 | 2551.2 | 0.86 | 0.78 | 100.6 | 8.6 | 1.23 | 5.8 | 312.5 | 0.05 | 101.2 | 15.1 | 116.3 | 206 | 21.3 | 3.07 | 8.6 | 526.9 | 0.1 | 207.5 | 24.3 | 231.8 | 259.7 | 20.2 | 2.87 | 17 | 861.1 | 0.13 | 261.1 | 42.7 | 303.8 | 762.8 | 67.4 | 9.74 | 43.6 | 2207.2 | 0.44 | 767.5 | 109.5 | 877 | 1872034 | 160.3 | 22.8 | 107841.5 | 5823.3 | 0.9 | 1883047.5 | 281619.8 | 2164667.4 | 0 | 25.56 | 1.06 | 0 | 26.63 | 27.08 | 1.14 | 0 | 28.22 | 18832330 | 10713563 | 482.1 | 0 | 0 | 0 | 1250528.5 | 0 | 0 | 133316.7 | 1339420.9 | 0 | 133221.4 | 0 | 5392403 | 0 | 2711.5 | 0 | 0 | 2137 | 10578109 | 0 | 0.8 | 0 | 0 | 474 | 0 | 0 | 87.9 | 295 | 0 | 813.2 | 0 | 1598 | 0 | 147.3 | 0 | 0 | 1 | 0 | 2767.2 | 1.6 | 0 | 0 | 0 | 0 | 0 | 0 | 0
SD | 2026 | 13086975 | 795.8 | 0 | 264223.9 | 13351994.9 | 12616228.3 | 2654214.9 | 9556773 | 14625277 | 0.036 | 0.054 | 0.1577 | 37082.04 | 2606.3 | 0.9 | 0.85 | 67.1 | 5.4 | 0.77 | 4.1 | 218.3 | 0.03 | 67.5 | 10.7 | 78.1 | 125.5 | 12.6 | 1.82 | 5.6 | 332.3 | 0.06 | 126.4 | 15.5 | 141.9 | 162.7 | 11.6 | 1.63 | 11.7 | 574.2 | 0.08 | 163.5 | 28.8 | 192.3 | 626.9 | 54.7 | 7.86 | 36.3 | 1864.9 | 0.35 | 630.7 | 92 | 722.6 | 1215242.9 | 98.2 | 13.9 | 75303.1 | 3965.3 | 0.6 | 1221971.9 | 193628.7 | 1415600.5 | 0 | 20.97 | 6.88 | 0 | 27.85 | 22.21 | 7.4 | 0 | 29.61 | 18440454 | 10697780 | 685.1 | 0 | 0 | 0 | 759737.7 | 0 | 0 | 172323.8 | 1066861.6 | 0 | 73902 | 0 | 5839776 | 0 | 1711.8 | 0 | 0 | 2103.4 | 10523353 | 0 | 0.8 | 0 | 0 | 474 | 0 | 0 | 115.9 | 295 | 0 | 633.2 | 0 | 1727 | 0 | 146.7 | 0 | 0 | 1 | 0 | 2767.2 | 1.6 | 0 | 0 | 0 | 0 | 0 | 0 | 0
SD | 2028 | 13405379 | 49525.3 | 0 | 286603.4 | 13741507.8 | 12923182.4 | 3044528.3 | 11095921 | 15196784 | 0.036 | 0.054 | 0.1577 | 56651.16 | 2710.6 | 0.93 | 0.91 | 43.9 | 3.4 | 0.48 | 2.8 | 147.3 | 0.02 | 44.1 | 7.2 | 51.3 | 76.4 | 7.6 | 1.1 | 3.4 | 204.1 | 0.04 | 76.9 | 9.5 | 86.5 | 101.8 | 4.9 | 0.67 | 9.4 | 430.7 | 0.05 | 102.1 | 22.2 | 124.3 | 500.5 | 42.6 | 6.11 | 30.3 | 1523.1 | 0.28 | 503.4 | 75.8 | 579.2 | 768210.7 | 59.7 | 8.4 | 49771.3 | 2585.9 | 0.4 | 772289.1 | 126929.1 | 899218.2 | 0 | 16.29 | 10.63 | 0 | 26.92 | 17.29 | 11.47 | 0 | 28.76 | 17858412 | 10696980 | 41785.5 | 0 | 0 | 0 | 456489.2 | 0 | 0 | 233277.9 | 795797.2 | 0 | 32391.3 | 0 | 5834842 | 0 | 127.7 | 0 | 0 | 2069.7 | 10461632 | 0 | 24.7 | 0 | 0 | 474 | 0 | 0 | 160.1 | 295 | 0 | 633.2 | 0 | 1727 | 0 | 14.6 | 0 | 0 | 1 | 0 | 2964.4 | 145.2 | 0 | 0 | 0 | 0 | 0 | 0 | 0
SD | 2030 | 13767147 | 118275.7 | 0 | 345721.5 | 14231144.1 | 13271941.9 | -4177869.3 | 12049199 | 22707456 | 0.036 | 0.054 | 0.1577 | 62510.38 | 2804.9 | 0.97 | 0.95 | 18.8 | 1.6 | 0.22 | 1.1 | 59.5 | 0.01 | 18.9 | 2.9 | 21.8 | 42.9 | 4.4 | 0.64 | 1.8 | 108.9 | 0.02 | 43.2 | 5 | 48.2 | 111.6 | 5.8 | 0.78 | 10 | 461.4 | 0.06 | 112 | 23.8 | 135.7 | 383.5 | 33.6 | 4.81 | 22.2 | 1152.5 | 0.21 | 385.8 | 56.6 | 442.4 | 453003.4 | 37.9 | 5.4 | 26918.3 | 1440.2 | 0.2 | 455601.1 | 69893.7 | 525494.8 | 0 | 12.12 | 12.31 | 0 | 24.43 | 12.91 | 13.39 | 0 | 26.3 | 24923624 | 18409014 | 100600 | 0 | 0 | 0 | 300062.3 | 0 | 0 | 321686 | 398061.8 | 0 | 11354.7 | 0 | 5704510.5 | 0 | 22.3 | 0 | 0 | 2011.8 | 18085316 | 0 | 61.7 | 0 | 0 | 474 | 0 | 0 | 229.5 | 295 | 0 | 613.5 | 0 | 1727 | 0 | 7.5 | 0 | 0 | 1 | 0 | 5707.3 | 293.2 | 0 | 0 | 0 | 0 | 0 | 0 | 0
SD | 2035 | 14706698 | 163726.4 | 0 | 382035 | 15252459 | 14177711.6 | -5604252.8 | 13848376 | 25664638 | 0.036 | 0.054 | 0.1576 | 84534.65 | 2981 | 0.98 | 0.96 | 12.3 | 1 | 0.15 | 0.7 | 38.2 | 0.01 | 12.3 | 1.8 | 14.2 | 34.5 | 3.7 | 0.53 | 1.3 | 84.7 | 0.02 | 34.8 | 3.9 | 38.6 | 139.2 | 7.7 | 1.05 | 12 | 562.2 | 0.07 | 139.7 | 28.8 | 168.5 | 340.3 | 30.1 | 4.33 | 19.5 | 1007.3 | 0.19 | 342.4 | 49.5 | 391.9 | 317118.1 | 26.9 | 3.8 | 18445.7 | 994.3 | 0.2 | 318968.2 | 48117.5 | 367085.7 | 0 | 10.38 | 16.71 | 0 | 27.08 | 11.06 | 18.22 | 0 | 29.28 | 27098340 | 20856712 | 139200.2 | 0 | 0 | 0 | 218729.7 | 0 | 0 | 451877.6 | 272999.8 | 0 | 3224.3 | 0 | 5607473 | 0 | 0 | 0 | 0 | 1949.8 | 20402884 | 0 | 87.5 | 0 | 0 | 474 | 0 | 0 | 338.5 | 295 | 0 | 651.2 | 0 | 1727 | 0 | 7.5 | 0 | 0 | 1 | 0 | 6555.4 | 398 | 0 | 0 | 0 | 0 | 0 | 0 | 0
SD | 2040 | 15796016 | 166666.6 | 0 | 451274.3 | 16413957.4 | 15227859.8 | -5007208.7 | 17826050 | 28590332 | 0.036 | 0.054 | 0.1576 | 82561.29 | 3268.9 | 0.99 | 0.98 | 5.6 | 0.4 | 0.06 | 0.4 | 19 | 0 | 5.6 | 0.9 | 6.5 | 19.8 | 2.1 | 0.31 | 0.7 | 47.3 | 0.01 | 19.9 | 2.1 | 22.1 | 161.8 | 9.2 | 1.26 | 14.4 | 649.6 | 0.1 | 162.4 | 33.8 | 196.2 | 284.6 | 24.4 | 3.49 | 16.9 | 873 | 0.15 | 286.3 | 43 | 329.2 | 137452.8 | 10.2 | 1.4 | 9350.2 | 478.3 | 0.1 | 138147.2 | 23620.8 | 161768.1 | 0 | 8.8 | 15.88 | 0 | 24.68 | 9.34 | 17.35 | 0 | 26.68 | 27201108 | 21421166 | 141524.7 | 0 | 0 | 0 | 85814.3 | 0 | 0 | 455318 | 166018 | 0 | 688.3 | 0 | 5385893.5 | 0 | 0 | 0 | 0 | 1879.2 | 20963968 | 0 | 87.5 | 0 | 0 | 474 | 0 | 0 | 356.3 | 295 | 0 | 651.2 | 0 | 1727 | 0 | 7.5 | 0 | 0 | 1 | 0 | 6940.3 | 398 | 0 | 0 | 0 | 0 | 0 | 0 | 0
SD | 2045 | 16802080 | 36525.6 | 0 | 459580.8 | 17298186.2 | 16197735 | -5455604.3 | 18585770 | 29815628 | 0.036 | 0.054 | 0.1575 | 83989.23 | 3516.4 | 0.99 | 0.98 | 8 | 0.6 | 0.09 | 0.5 | 26.5 | 0 | 8.1 | 1.3 | 9.4 | 18.4 | 1.9 | 0.28 | 0.7 | 45.6 | 0.01 | 18.5 | 2.1 | 20.6 | 164.4 | 8.4 | 1.13 | 15.7 | 693.3 | 0.1 | 165 | 36.4 | 201.4 | 253.8 | 20.8 | 2.97 | 16 | 809.9 | 0.13 | 255.2 | 40.2 | 295.4 | 210460.7 | 16.5 | 2.3 | 13537 | 705.1 | 0.1 | 211585.8 | 34576.6 | 246162.4 | 0 | 8.1 | 16.36 | 0 | 24.46 | 8.54 | 17.69 | 0 | 26.22 | 28541184 | 22753790 | 31605.6 | 0 | 0 | 0 | 137654.3 | 0 | 0 | 473045.1 | 230108.2 | 0 | 213.3 | 0 | 5387811.5 | 0 | 0 | 0 | 0 | 1816.6 | 22278928 | 0 | 26.6 | 0 | 0 | 474 | 0 | 0 | 375.7 | 295 | 0 | 651.2 | 0 | 1727 | 0 | 7.5 | 0 | 0 | 1 | 0 | 7439.7 | 106.4 | 0 | 0 | 0 | 0 | 0 | 0 | 0
SD | 2050 | 17748376 | 1851.5 | 0 | 518648 | 18268876.5 | 17109979.5 | -5843833.2 | 21673562 | 33116644 | 0.036 | 0.054 | 0.1575 | 84201.92 | 3727.7 | 0.99 | 0.98 | 3.5 | 0.1 | 0.01 | 0.4 | 18.2 | 0 | 3.5 | 1 | 4.4 | 15.3 | 1.6 | 0.22 | 0.7 | 39.7 | 0.01 | 15.4 | 1.8 | 17.2 | 168.7 | 8.1 | 1.07 | 17.1 | 729.9 | 0.11 | 169.3 | 38.8 | 208.1 | 232.3 | 17 | 2.39 | 16.4 | 809.2 | 0.12 | 233.5 | 40.5 | 274 | 99350 | 1.9 | 0.2 | 11735.9 | 519.5 | 0 | 99457 | 27228.8 | 126685.8 | 0 | 7.97 | 16.53 | 0 | 24.49 | 8.38 | 17.89 | 0 | 26.27 | 29717012 | 24112710 | 1575.8 | 0 | 0 | 0 | 0 | 0 | 0 | 490835.8 | 286476 | 0 | 2269.2 | 0 | 5313979 | 0 | 0 | 0 | 0 | 2021.2 | 23619852 | 0 | 0.8 | 0 | 0 | 0 | 0 | 0 | 410.3 | 295 | 0 | 770.2 | 0 | 1727 | 0 | 7.5 | 0 | 0 | 0.8 | 0 | 7764.3 | 4.5 | 0 | 0 | 0 | 0 | 0 | 0 | 0
TN | 2024 | 111979120 | 17381.6 | 1340661.8 | 774837.1 | 114112004.9 | 107952406.5 | 109360128.6 | 45261704 | 20776046 | 0.0359 | 0.054 | 0.15 | 19533.36 | 23625 | 0.58 | 0.51 | 301.6 | 27.4 | 3.92 | 19.6 | 899.5 | 0.23 | 303.5 | 46.4 | 349.9 | 362.8 | 32.6 | 4.66 | 22.6 | 1086.3 | 0.25 | 365 | 55.1 | 420.1 | 310.4 | 21.7 | 3.05 | 22.5 | 1104.1 | 0.16 | 311.9 | 55.5 | 367.4 | 779.7 | 61 | 8.8 | 52.3 | 2448.5 | 0.48 | 783.9 | 125.4 | 909.3 | 26795068.3 | 2430.5 | 347.7 | 1738929 | 79952.3 | 20.2 | 26962421 | 4127015.2 | 31089436.2 | 0 | 31.87 | 3.96 | 0 | 35.82 | 33.8 | 4.32 | 0 | 38.12 | 89475130 | 4751876.5 | 14935.6 | 70014.3 | 0 | 0 | 19282258 | 0 | 0 | 217514.5 | 18284020 | 0 | 297132.2 | 0 | 9574786 | 36119400 | 1639.7 | 1079070.2 | 0 | 4480323 | 54038.8 | 0 | 20 | 14.2 | 0 | 4844 | 0 | 0 | 149.2 | 2455.1 | 0 | 3752.8 | 0 | 2608.6 | 4522.7 | 43.2 | 1616.3 | 0 | 1985.3 | 0 | 29.1 | 40 | 16163 | 0 | 0 | 0 | 0 | 0 | 0
TN | 2026 | 114336280 | 1631001 | 1937206.6 | 832611.9 | 118737105.2 | 110224813 | 107036156.9 | 51660160 | 21888716 | 0.0359 | 0.054 | 0.15 | 48803.14 | 24139.7 | 0.68 | 0.61 | 194.7 | 15.4 | 2.18 | 16 | 656.1 | 0.17 | 195.8 | 35.6 | 231.4 | 267.5 | 22.2 | 3.15 | 19.2 | 861.7 | 0.2 | 269 | 44.9 | 314 | 294.7 | 14.9 | 2 | 26.5 | 1237.1 | 0.14 | 295.7 | 63.4 | 359.1 | 734.3 | 56.8 | 8.13 | 49.3 | 2375.6 | 0.42 | 738.3 | 120.2 | 858.4 | 17161010.2 | 1355.7 | 191.7 | 1410994.4 | 57853 | 15.4 | 17253739.1 | 3139225.1 | 20392964.2 | 0 | 29.9 | 9.48 | 0 | 39.38 | 31.87 | 10.53 | 0 | 42.39 | 88748790 | 11700948 | 1388677.4 | 69915.7 | 0 | 0 | 10245823 | 0 | 0 | 319540.5 | 17524442 | 0 | 202294 | 0 | 9958484 | 36076744 | 820.3 | 1580642.6 | 0 | 11327660 | 53747.4 | 0 | 991.7 | 14.2 | 0 | 3091 | 0 | 0 | 218.6 | 2455.1 | 0 | 3511.2 | 0 | 2705.6 | 4522.7 | 43.2 | 1616.3 | 0 | 4942.7 | 0 | 29.1 | 4069.6 | 16163 | 0 | 0 | 0 | 0 | 0 | 0
TN | 2028 | 117285260 | 4759536 | 2862498.8 | 1173914 | 126081213.9 | 113067774.2 | 106003004.8 | 68904824 | 34825024 | 0.0359 | 0.054 | 0.15 | 62116.97 | 24800.7 | 0.79 | 0.72 | 84.2 | 2.5 | 0.3 | 12.6 | 419.9 | 0.12 | 84.3 | 25.1 | 109.4 | 155.4 | 9.8 | 1.36 | 15.1 | 600.9 | 0.14 | 156.1 | 33 | 189.1 | 288.3 | 5.9 | 0.61 | 33.7 | 1493.9 | 0.13 | 288.7 | 78.2 | 366.9 | 620.8 | 43.5 | 6.17 | 46.2 | 2157.3 | 0.36 | 623.8 | 110.6 | 734.4 | 7667756.8 | 226.8 | 27.2 | 1144203.7 | 38269.1 | 10.5 | 7681928.4 | 2287502 | 9969430.3 | 0 | 25.64 | 11.13 | 0 | 36.77 | 27.76 | 12.76 | 0 | 40.52 | 91708664 | 20078210 | 4095138.5 | 67782.8 | 0 | 0 | 692775.1 | 0 | 0 | 484074.6 | 18680292 | 0 | 163717.1 | 0 | 10037961 | 35541536 | 449.9 | 2350807 | 0 | 19540676 | 53457.6 | 0 | 2459.3 | 14.2 | 0 | 976 | 0 | 0 | 330 | 2841.2 | 0 | 3325.6 | 0 | 2745.3 | 4522.7 | 43.2 | 1616.3 | 0 | 8456.1 | 0 | 29.1 | 11406.4 | 16163 | 0 | 0 | 0 | 0 | 0 | 0
TN | 2030 | 120746216 | 7821981.5 | 3061816.8 | 1364982.6 | 132994996.8 | 116404312.2 | 107776220.2 | 75824210 | 41324084 | 0.0359 | 0.054 | 0.15 | 70125.99 | 25898.1 | 0.81 | 0.77 | 73.7 | 2 | 0.24 | 11.3 | 373.3 | 0.11 | 73.8 | 22.5 | 96.3 | 125.5 | 7.7 | 1.06 | 12.7 | 493.8 | 0.12 | 126.1 | 27.4 | 153.5 | 349.3 | 13 | 1.64 | 35.5 | 1624.2 | 0.16 | 350.1 | 84 | 434.1 | 571.3 | 40.1 | 5.65 | 42.3 | 2013.6 | 0.32 | 574 | 102.4 | 676.4 | 7183667.4 | 196.1 | 22.9 | 1103542.7 | 36412.1 | 10.3 | 7195769.7 | 2191423.5 | 9387193.2 | 0 | 23.81 | 12.26 | 0 | 36.07 | 26.17 | 14.4 | 0 | 40.57 | 98194270 | 25218776 | 6587038 | 65330 | 0 | 0 | 505603.2 | 0 | 0 | 755710.6 | 18249040 | 0 | 80643 | 0 | 9966723 | 35015864 | 271.4 | 2504984 | 0 | 24409896 | 53169.2 | 0 | 4394.3 | 14.2 | 0 | 976 | 0 | 0 | 513.7 | 2841.2 | 0 | 2572 | 0 | 2748.9 | 4522.7 | 43.2 | 1616.3 | 0 | 10571.3 | 0 | 29.1 | 18834.5 | 16163 | 0 | 0 | 0 | 0 | 0 | 0
TN | 2035 | 129909784 | 12438674 | 2871394.2 | 1505886.3 | 146725745.3 | 125238507.2 | 109663394.4 | 79764456 | 47542280 | 0.0359 | 0.054 | 0.15 | 87621.1 | 28367.3 | 0.83 | 0.81 | 63.6 | 1.2 | 0.12 | 10.2 | 339.3 | 0.09 | 63.7 | 20.3 | 84 | 96.1 | 5.4 | 0.74 | 10.4 | 394.6 | 0.1 | 96.5 | 22.2 | 118.7 | 400.5 | 21.9 | 2.98 | 34.3 | 1638 | 0.19 | 401.9 | 83.2 | 485.1 | 520.2 | 36.2 | 5.1 | 38.7 | 1843.3 | 0.29 | 522.7 | 93.7 | 616.4 | 7208151 | 135.8 | 13.6 | 1156429.2 | 38451.5 | 10.1 | 7215908.7 | 2305043 | 9520951.7 | 0 | 21.03 | 14.95 | 0 | 35.98 | 23.58 | 18.01 | 0 | 41.6 | 114195470 | 37062350 | 10699756 | 62005.6 | 0 | 0 | 0 | 0 | 0 | 1458686.4 | 19452162 | 0 | 433105.8 | 0 | 9786498 | 34437710 | 0 | 2261873.8 | 0 | 35603664 | 0 | 0 | 6517.8 | 14.2 | 0 | 0 | 0 | 0 | 994.7 | 3672.5 | 0 | 4967.5 | 0 | 2752.6 | 4522.7 | 43.2 | 1616.3 | 0 | 15434.8 | 0 | 0 | 30656.5 | 16163 | 0 | 0 | 0 | 0 | 0 | 0
TN | 2040 | 140130020 | 14779514 | 3373322.5 | 1602837.6 | 159885696.2 | 135091357.9 | 117640378.6 | 85913656 | 46811980 | 0.0359 | 0.054 | 0.15 | 86902.48 | 31540.2 | 0.84 | 0.84 | 57.8 | 1.1 | 0.11 | 9.3 | 308.6 | 0.08 | 57.9 | 18.5 | 76.4 | 76.7 | 3.9 | 0.52 | 8.9 | 329.5 | 0.08 | 77 | 18.8 | 95.7 | 402.8 | 27.1 | 3.77 | 30 | 1487.8 | 0.19 | 404.7 | 74.4 | 479.1 | 474.1 | 31.4 | 4.39 | 36.7 | 1740.4 | 0.26 | 476.3 | 88.6 | 564.9 | 6909799.4 | 130.2 | 13 | 1114491.4 | 36874.7 | 9.8 | 6917236 | 2216041.7 | 9133277.7 | 0 | 19.07 | 14.69 | 0 | 33.76 | 21.64 | 17.88 | 0 | 39.52 | 120425070 | 42245316 | 12692311 | 59476.5 | 0 | 0 | 0 | 0 | 0 | 2238674.8 | 18443392 | 0 | 611200.4 | 0 | 9673662 | 33959160 | 9.8 | 2740553.2 | 0 | 40006644 | 0 | 0 | 8329 | 14.2 | 0 | 0 | 0 | 0 | 1542.5 | 3672.5 | 0 | 6518.4 | 0 | 2756.2 | 4522.7 | 43.2 | 1616.3 | 0 | 17671.4 | 0 | 0 | 36262.8 | 16163 | 0 | 0 | 0 | 0 | 0 | 0
TN | 2045 | 149233860 | 21170648 | 4033779.5 | 1544255.5 | 175982531.3 | 143867883.4 | 83633718.1 | 63667064 | 63208212 | 0.0359 | 0.054 | 0.15 | 83612.76 | 33984.6 | 0.89 | 0.87 | 39.4 | 0.7 | 0.07 | 6.3 | 210.3 | 0.06 | 39.4 | 12.6 | 52.1 | 61.6 | 2.7 | 0.35 | 7.6 | 277.9 | 0.07 | 61.8 | 15.9 | 77.6 | 373.2 | 23.7 | 3.28 | 29.5 | 1424 | 0.19 | 374.8 | 72 | 446.8 | 404.4 | 24.9 | 3.45 | 33.2 | 1550.7 | 0.21 | 406.1 | 79.5 | 485.6 | 6849766.6 | 129.1 | 12.9 | 1102102.4 | 36547.7 | 9.7 | 6857138.6 | 2193868.3 | 9051007 | 0 | 16.21 | 13.77 | 0 | 29.99 | 19.12 | 17.34 | 0 | 36.46 | 175189490 | 92348820 | 18013650 | 54941.6 | 0 | 0 | 0 | 0 | 0 | 2925583.2 | 18527496 | 0 | 477167.2 | 0 | 9422797 | 33089244 | 0 | 3255374 | 0 | 89423230 | 0 | 0 | 12110.8 | 14.2 | 0 | 0 | 0 | 0 | 2271.9 | 3672.5 | 0 | 6518.4 | 0 | 2759.9 | 4522.7 | 43.2 | 1616.3 | 0 | 39127.3 | 0 | 0 | 50092.3 | 16163 | 0 | 0 | 0 | 0 | 0 | 0
TN | 2050 | 158016060 | 17160828 | 4267255 | 1758520.4 | 181202667.7 | 152334273.3 | 91174546.4 | 77084470 | 66033720 | 0.0359 | 0.054 | 0.15 | 82411.79 | 36124 | 0.89 | 0.87 | 41.7 | 0.8 | 0.08 | 6.6 | 222.4 | 0.06 | 41.7 | 13.3 | 55 | 55.9 | 2.1 | 0.27 | 7.1 | 262.5 | 0.06 | 56 | 14.9 | 71 | 339.9 | 19.4 | 2.65 | 29.1 | 1366.4 | 0.17 | 341.2 | 69.9 | 411.1 | 400.9 | 22.2 | 3.04 | 34.8 | 1617.8 | 0.2 | 402.3 | 83 | 485.4 | 7025719.8 | 132.4 | 13.2 | 1119627.2 | 37460.3 | 9.7 | 7033281.2 | 2238589.5 | 9271870.6 | 0 | 16.74 | 14.08 | 0 | 30.81 | 19.43 | 17.22 | 0 | 36.65 | 169760530 | 90028120 | 14598851 | 40354.6 | 0 | 0 | 0 | 0 | 0 | 4053094.5 | 18925872 | 0 | 476735.6 | 0 | 9362656 | 32878186 | 0 | 3449757.5 | 0 | 85885624 | 89401.5 | 0 | 10241.4 | 12.4 | 0 | 0 | 0 | 0 | 3266.4 | 3672.5 | 0 | 8666.1 | 0 | 2759.9 | 4522.7 | 23.4 | 1616.3 | 0 | 39128.4 | 0 | 28.4 | 39651.5 | 16163 | 0 | 0 | 0 | 0 | 0 | 0
TX | 2024 | 446567740 | 1915119.4 | 10814.8 | 6714674.6 | 455208328.5 | 430514888.6 | 218319036.3 | 285643400 | 296760700 | 0.0359 | 0.0539 | 0.1409 | 34009.61 | 103124.9 | 0.6 | 0.58 | 224.1 | 13.1 | 1.81 | 19.6 | 871.5 | 0.14 | 225 | 45.6 | 270.5 | 241.5 | 14.3 | 1.99 | 20.9 | 933.5 | 0.15 | 242.5 | 48.7 | 291.2 | 254 | 10.9 | 1.46 | 25.1 | 1096.6 | 0.14 | 254.7 | 57.8 | 312.5 | 561.4 | 38.5 | 5.49 | 43.1 | 1941.6 | 0.35 | 564.1 | 101 | 665.1 | 103749464.8 | 6048.6 | 838.9 | 9064173.4 | 403663.2 | 62.8 | 104158721.1 | 21110479.5 | 125269200.6 | 0 | 23.32 | 6.73 | 0 | 30.05 | 24.87 | 7.35 | 0 | 32.21 | 466374980 | 236889300 | 1625282.4 | 1679040.8 | 0 | 0 | 41181850 | 0 | 0 | 3028754.5 | 138713680 | 0 | 3732317.2 | 0 | 855853.3 | 37684412 | 4004416.5 | 8788.9 | 0 | 87765100 | 146095440 | 0 | 1580.1 | 260.5 | 0 | 17851.6 | 0 | 0 | 2052.1 | 39370.4 | 0 | 9289.9 | 0 | 728.8 | 4980 | 12100.9 | 5 | 0 | 38752.2 | 0 | 42838.8 | 3160.2 | 50 | 0 | 0 | 0.04 | 0 | 0 | 0
TX | 2026 | 456171680 | 5290212.5 | 12035.4 | 6307154.7 | 467781093 | 439773638.8 | 179328600.8 | 267911890 | 283002100 | 0.0359 | 0.0539 | 0.1409 | 44579.93 | 105378.3 | 0.69 | 0.68 | 160.7 | 8.3 | 1.12 | 15.1 | 666.5 | 0.1 | 161.2 | 35 | 196.2 | 174.2 | 9.1 | 1.24 | 16.2 | 717.6 | 0.1 | 174.9 | 37.6 | 212.5 | 166.8 | 4.9 | 0.6 | 18.4 | 802.3 | 0.09 | 167.1 | 42.3 | 209.4 | 482.9 | 30.6 | 4.31 | 39.1 | 1765.5 | 0.29 | 485 | 91.8 | 576.8 | 76989938.6 | 3958.9 | 537.3 | 7250045.8 | 319585.3 | 45.8 | 77254585.3 | 16786195.2 | 94040780.5 | 0 | 19.85 | 8.87 | 0 | 28.72 | 21.29 | 9.73 | 0 | 31.02 | 482963650 | 288452480 | 4497919.5 | 1583102 | 0 | 0 | 25414860 | 0 | 0 | 5454300.5 | 121664130 | 0 | 2554423.5 | 0 | 808321.6 | 36206856 | 1771972.8 | 9618.2 | 0 | 92487040 | 190511150 | 0 | 3569.9 | 260.5 | 0 | 17851.6 | 0 | 0 | 3653.4 | 41228.7 | 0 | 9289.9 | 0 | 728.8 | 4980 | 9655 | 5 | 0 | 41027.9 | 0 | 54119.1 | 10685.9 | 50 | 0 | 0 | 0.04 | 0 | 0 | 0
TX | 2028 | 467496960 | 11522673 | 10034.2 | 6463696.5 | 485493372.1 | 450691862.8 | 114538620.3 | 274565100 | 307732500 | 0.0359 | 0.0539 | 0.1409 | 45142.17 | 108526.1 | 0.8 | 0.8 | 91.5 | 3.8 | 0.49 | 9.7 | 410.8 | 0.06 | 91.8 | 22 | 113.8 | 100.9 | 4.3 | 0.57 | 10.5 | 446.5 | 0.06 | 101.2 | 23.8 | 125 | 78.1 | 2.4 | 0.29 | 8.5 | 375.8 | 0.04 | 78.3 | 19.7 | 98 | 372.4 | 21.4 | 3 | 32.2 | 1428 | 0.23 | 373.9 | 74.8 | 448.7 | 47098331.9 | 1928.1 | 252.4 | 5004877.4 | 211498.5 | 30.2 | 47224687.1 | 11315771.4 | 58540458.5 | 0 | 15.19 | 8.66 | 0 | 23.85 | 16.43 | 9.6 | 0 | 26.03 | 518886500 | 370954750 | 9736345 | 1464314.9 | 0 | 0 | 10755116 | 0 | 0 | 9108730 | 88537330 | 0 | 1396044.2 | 0 | 741133.4 | 34244904 | 1048599.6 | 7976.3 | 0 | 108913460 | 252932560 | 0 | 7400.6 | 260.5 | 0 | 16196.6 | 0 | 0 | 6118.5 | 40909.7 | 0 | 9289.9 | 0 | 728.8 | 4980 | 9163 | 5 | 0 | 50784.9 | 0 | 73875.5 | 26095.5 | 50 | 0 | 0 | 0.04 | 0 | 0 | 0
TX | 2030 | 480483650 | 16227485 | 8720.6 | 6954134.5 | 503673985.3 | 463211801.1 | 78364987.6 | 290050900 | 337058000 | 0.0359 | 0.0539 | 0.1409 | 56624.33 | 112072.4 | 0.86 | 0.85 | 65 | 2.8 | 0.38 | 6.9 | 286.8 | 0.04 | 65.2 | 15.4 | 80.6 | 72.7 | 3.4 | 0.45 | 7.5 | 315.1 | 0.05 | 73 | 16.9 | 89.9 | 52.4 | 2.2 | 0.3 | 5.1 | 231.3 | 0.03 | 52.6 | 12 | 64.6 | 325.4 | 19.6 | 2.74 | 27.3 | 1231.5 | 0.19 | 326.8 | 64.1 | 390.8 | 35440284.2 | 1543.8 | 204 | 3752591.8 | 156583.9 | 24.2 | 35541988 | 8425392.4 | 43967380.4 | 0 | 13.52 | 10.57 | 0 | 24.09 | 14.7 | 11.81 | 0 | 26.51 | 551012700 | 425309000 | 13769162 | 1336461.4 | 0 | 0 | 9209138 | 0 | 0 | 13978798 | 65773784 | 0 | 920870.7 | 0 | 703638.6 | 33279494 | 704045.2 | 7079.1 | 0 | 124301670 | 287028540 | 0 | 10049.7 | 260.5 | 0 | 14507.6 | 0 | 0 | 9606.3 | 40757.7 | 0 | 9184.9 | 0 | 728.8 | 4980 | 9008 | 5 | 0 | 59376.7 | 0 | 86589.7 | 36241.4 | 50 | 0 | 0 | 0.04 | 0 | 0 | 0
TX | 2035 | 514958940 | 33560824 | 7011.1 | 7340019.5 | 555866791.2 | 496448114.4 | 72215464.5 | 303674000 | 352063000 | 0.0359 | 0.0539 | 0.1409 | 81620.45 | 121670.2 | 0.9 | 0.9 | 45.2 | 2.1 | 0.28 | 4.8 | 196.8 | 0.03 | 45.3 | 10.7 | 56 | 52 | 2.5 | 0.33 | 5.4 | 223.4 | 0.04 | 52.2 | 12.1 | 64.3 | 75.1 | 3.8 | 0.51 | 6.8 | 315 | 0.04 | 75.4 | 16.1 | 91.5 | 286.2 | 17.6 | 2.46 | 23.7 | 1074.7 | 0.17 | 287.4 | 55.7 | 343.1 | 26969942.6 | 1232.1 | 164 | 2873134.3 | 117638.3 | 19.9 | 27051418.3 | 6384179.1 | 33435597.4 | 0 | 11.49 | 14.4 | 0 | 25.89 | 12.76 | 16.54 | 0 | 29.29 | 604576000 | 483651330 | 28380956 | 1225904.8 | 0 | 0 | 7644959 | 0 | 0 | 19942800 | 49042616 | 0 | 784959.6 | 0 | 654224.4 | 32694092 | 491406.9 | 5521.4 | 0 | 152623120 | 311085400 | 0 | 17472.2 | 260.5 | 0 | 14507.6 | 0 | 0 | 14229.4 | 39774.7 | 0 | 9496.9 | 0 | 728.8 | 4980 | 7863 | 5 | 0 | 79331.3 | 0 | 95675.6 | 81109.8 | 50 | 0 | 0 | 0.04 | 0 | 0 | 0
TX | 2040 | 555669570 | 43743930 | 7414.8 | 7807978.7 | 607228872.8 | 535695589.8 | 79413740.2 | 324335100 | 370220320 | 0.0359 | 0.0539 | 0.1409 | 85163.8 | 132809.3 | 0.92 | 0.91 | 38.9 | 1.8 | 0.23 | 4.2 | 170.8 | 0.03 | 39 | 9.3 | 48.3 | 45.8 | 2.1 | 0.28 | 4.9 | 199.2 | 0.03 | 46 | 10.8 | 56.8 | 93.1 | 4.9 | 0.66 | 8.9 | 389 | 0.06 | 93.4 | 20.5 | 113.9 | 264.5 | 14.9 | 2.06 | 23.2 | 1041.3 | 0.15 | 265.5 | 54.2 | 319.7 | 25107925.2 | 1127.7 | 149.4 | 2708319.6 | 110366.6 | 18.8 | 25182325.6 | 6002372.7 | 31184698.4 | 0 | 10.98 | 14.94 | 0 | 25.93 | 12.34 | 17.36 | 0 | 29.7 | 653528260 | 527815100 | 37100460 | 1112393.9 | 0 | 0 | 6937382.5 | 0 | 0 | 20634032 | 46036788 | 0 | 872134.2 | 0 | 639838.3 | 32631706 | 376564.3 | 5864.6 | 0 | 159138780 | 348042300 | 0 | 22582 | 260.5 | 0 | 12422.6 | 0 | 0 | 15089.6 | 39032.7 | 0 | 10494.7 | 0 | 728.8 | 4980 | 6499.3 | 5 | 0 | 86301.9 | 0 | 108101.8 | 101013.5 | 50 | 0 | 0 | 0.04 | 0 | 0 | 0
TX | 2045 | 592782660 | 54588096 | 7338.6 | 7917402.5 | 655295470.6 | 571474680.1 | 80309663.7 | 332693800 | 373857920 | 0.0359 | 0.0539 | 0.1409 | 85488.83 | 142441.2 | 0.92 | 0.91 | 38 | 1.5 | 0.2 | 4 | 173.3 | 0.02 | 38.1 | 9.2 | 47.3 | 44.8 | 1.8 | 0.24 | 4.7 | 202.8 | 0.03 | 44.9 | 10.7 | 55.6 | 83.3 | 4.2 | 0.56 | 8.9 | 355.9 | 0.07 | 83.6 | 19.5 | 103.1 | 232.5 | 11.3 | 1.52 | 21.9 | 977.1 | 0.13 | 233.3 | 51.1 | 284.3 | 26094768 | 1043.3 | 134.6 | 2756704.1 | 119104.9 | 15.2 | 26162608.3 | 6310180.6 | 32472789 | 0 | 9.86 | 14.57 | 0 | 24.43 | 11.23 | 17.1 | 0 | 28.33 | 696932400 | 574985800 | 46354810 | 1038006.1 | 0 | 0 | 6006679.5 | 0 | 0 | 21690310 | 50182108 | 0 | 2039143.8 | 0 | 614324.8 | 15603870 | 101717.4 | 5947.3 | 0 | 185508510 | 367786980 | 0 | 27484.8 | 260.5 | 0 | 9908.6 | 0 | 0 | 16457.8 | 37770.6 | 0 | 20718.5 | 0 | 728.8 | 2400 | 3896.5 | 5 | 0 | 103481.8 | 0 | 113954.7 | 125135.6 | 50 | 0 | 0 | 0.03 | 0 | 0 | 0
TX | 2050 | 628118140 | 53343944 | 6501.4 | 7943484.4 | 689412053.9 | 605539849.8 | 46665484.9 | 328706530 | 385884000 | 0.0359 | 0.0539 | 0.1408 | 85291.47 | 151031.9 | 0.92 | 0.91 | 36.2 | 1.5 | 0.2 | 3.5 | 162.2 | 0.02 | 36.3 | 8.4 | 44.6 | 42.2 | 1.8 | 0.24 | 4.1 | 187.9 | 0.02 | 42.3 | 9.7 | 52 | 63.9 | 2.9 | 0.39 | 8.1 | 284.5 | 0.08 | 64.1 | 16.6 | 80.7 | 215.1 | 9.8 | 1.3 | 20.5 | 935.1 | 0.11 | 215.8 | 48.4 | 264.2 | 26631459.2 | 1118.8 | 145.5 | 2617725.3 | 119694.5 | 12.2 | 26704521.3 | 6187944.8 | 32892466.1 | 0 | 8.92 | 13.78 | 0 | 22.71 | 10.12 | 16.03 | 0 | 26.15 | 747193860 | 642746560 | 45144290 | 938394.6 | 0 | 0 | 6688204 | 0 | 0 | 23645244 | 48018624 | 0 | 3062304 | 0 | 565169.4 | 0 | 25100.2 | 5226.6 | 0 | 182342290 | 436759040 | 0 | 26425.1 | 260.5 | 0 | 9908.6 | 0 | 0 | 18857.5 | 37322.3 | 0 | 27789.2 | 0 | 728.8 | 0 | 1528.5 | 5 | 0 | 108302.3 | 0 | 155640.6 | 110532.1 | 50 | 0 | 0 | 0.03 | 0 | 0 | 0
UT | 2024 | 34426984 | 0 | 0 | 611062.6 | 35038048.4 | 33189040.2 | 28816488.4 | 18161794 | 16343501 | 0.036 | 0.054 | 0.1435 | 55282.24 | 6472.4 | 0.23 | 0.34 | 622.1 | 61.7 | 8.88 | 28.3 | 1671.9 | 0.3 | 626.4 | 78.2 | 704.6 | 574 | 57.9 | 8.35 | 25.2 | 1510.8 | 0.28 | 578 | 70.3 | 648.3 | 296.7 | 8.7 | 1.04 | 32.3 | 1453.4 | 0.13 | 297.3 | 75.6 | 372.9 | 727.9 | 59.8 | 8.51 | 44.9 | 2321 | 0.37 | 732 | 114.2 | 846.2 | 20525646.5 | 2035.2 | 293.1 | 932025.5 | 55148.4 | 10 | 20666316.7 | 2578174.6 | 23244491.4 | 0 | 28.47 | 9.52 | 0 | 38 | 30.11 | 10.26 | 0 | 40.37 | 33214444 | 6221560 | 0 | 54711.5 | 0 | 0 | 16646088 | 0 | 0 | 767344 | 8819912 | 0 | 13951.9 | 603193.4 | 853725.5 | 0 | 1301.7 | 0 | 0 | 4705212 | 749004 | 0 | 0 | 10.6 | 0 | 2781 | 0 | 0 | 482.1 | 1838.4 | 0 | 533.1 | 81 | 270.2 | 0 | 275.1 | 0 | 0 | 1812.7 | 0 | 389.7 | 0 | 0 | 0 | 0 | 0 | 0 | 0 | 0
UT | 2026 | 35310600 | 876570.6 | 0 | 750137.5 | 36937308.4 | 34040880.7 | 27481623.2 | 21734732 | 19865612 | 0.036 | 0.054 | 0.1435 | 65906.8 | 6641.3 | 0.33 | 0.44 | 544.8 | 54.3 | 7.83 | 24.5 | 1454.8 | 0.27 | 548.6 | 67.9 | 616.5 | 490.6 | 49.6 | 7.15 | 21.5 | 1288 | 0.24 | 494.1 | 59.9 | 554 | 217.8 | 7.8 | 0.98 | 22.4 | 1022 | 0.1 | 218.3 | 52.9 | 271.2 | 647.7 | 50.1 | 7.09 | 42.9 | 2167.6 | 0.33 | 651.2 | 107.6 | 758.7 | 18967878.7 | 1891.3 | 272.5 | 851808.9 | 50630.8 | 9.2 | 19098629.4 | 2363128.3 | 21461757.7 | 0 | 26.37 | 11 | 0 | 37.37 | 28.14 | 12.13 | 0 | 40.26 | 35068204 | 9455685 | 750455 | 52204.2 | 0 | 0 | 15496477 | 0 | 0 | 891356.5 | 7856121 | 0 | 6218.9 | 603193.4 | 846913.7 | 0 | 935.3 | 0 | 0 | 7819364 | 744964.8 | 0 | 585.6 | 10.6 | 0 | 2781 | 0 | 0 | 563.8 | 1838.4 | 0 | 533.1 | 81 | 270.2 | 0 | 275.1 | 0 | 0 | 2928.3 | 0 | 389.7 | 2342.4 | 0 | 0 | 0 | 0 | 0 | 0 | 0
UT | 2028 | 36350576 | 978603.2 | 0 | 1058476 | 38387653.3 | 35043462.2 | 28550103.9 | 32970938 | 25798132 | 0.036 | 0.054 | 0.1435 | 60798.37 | 6885.8 | 0.42 | 0.62 | 487.7 | 49.3 | 7.1 | 21.3 | 1281.4 | 0.24 | 491.1 | 59.6 | 550.6 | 334 | 34.1 | 4.92 | 14.4 | 867.4 | 0.16 | 336.4 | 40.3 | 376.7 | 153.5 | 6.7 | 0.88 | 14.7 | 682.3 | 0.07 | 153.9 | 35.1 | 189 | 579.5 | 45.5 | 6.44 | 38 | 1918.3 | 0.3 | 582.6 | 95.2 | 677.9 | 15080471.1 | 1523.8 | 219.8 | 659145.5 | 39617.9 | 7.4 | 15185873.4 | 1841766.4 | 17027639.8 | 0 | 22.27 | 10.11 | 0 | 32.39 | 23.84 | 11.16 | 0 | 34.99 | 31200794 | 9837549 | 837489.9 | 47611.2 | 0 | 0 | 12543960 | 0 | 0 | 1047066.9 | 5703737.5 | 0 | 2482.9 | 1400229.1 | 827371.4 | 0 | 361.9 | 0 | 0 | 8049535 | 740947.2 | 0 | 658.1 | 10.6 | 0 | 2781 | 0 | 0 | 665.9 | 1838.4 | 0 | 533.1 | 188 | 270.2 | 0 | 275.1 | 0 | 0 | 3045.1 | 0 | 389.7 | 2632.2 | 0 | 0 | 0 | 0 | 0 | 0 | 0
UT | 2030 | 37547276 | 1516275.5 | 0 | 1248872 | 40312424.1 | 36197140.8 | 28972505 | 39903410 | 30938964 | 0.036 | 0.054 | 0.1435 | 64191.47 | 7179.5 | 0.47 | 0.7 | 446.5 | 45.9 | 6.63 | 18.8 | 1148.2 | 0.22 | 449.7 | 53.1 | 502.8 | 266.2 | 27.6 | 3.99 | 11 | 675.7 | 0.13 | 268.1 | 31.2 | 299.3 | 126.7 | 4.3 | 0.54 | 13.3 | 601.5 | 0.06 | 127 | 31.2 | 158.3 | 492.4 | 38.8 | 5.49 | 32.6 | 1632 | 0.26 | 495 | 81.3 | 576.3 | 13855232.3 | 1424.5 | 205.7 | 583317.4 | 35623.5 | 6.8 | 13953834.3 | 1646747.1 | 15600581.4 | 0 | 20.42 | 10.56 | 0 | 30.97 | 22.07 | 11.82 | 0 | 33.89 | 31318628 | 11339919 | 1270251.6 | 42137.3 | 0 | 0 | 11774347 | 0 | 0 | 1269273.2 | 4675250.5 | 0 | 3141.1 | 1400229.1 | 813217.3 | 0 | 132.2 | 0 | 0 | 9333694 | 736951.9 | 0 | 977.8 | 10.6 | 0 | 2781 | 0 | 0 | 809.8 | 1838.4 | 0 | 533.1 | 188 | 270.2 | 0 | 37.6 | 0 | 0 | 3516 | 0 | 389.7 | 3911.2 | 0 | 0 | 0 | 0 | 0 | 0 | 0
UT | 2035 | 40980500 | 3744099.5 | 685662.7 | 1358874.3 | 46769137.7 | 39506943.3 | 26991337.1 | 43131932 | 34464788 | 0.0359 | 0.054 | 0.1435 | 88446.29 | 8020.9 | 0.68 | 0.8 | 285 | 30 | 4.33 | 11.4 | 712.2 | 0.14 | 287.1 | 32.7 | 319.8 | 188.7 | 20.1 | 2.92 | 7.3 | 461.8 | 0.09 | 190.1 | 21.1 | 211.2 | 159.3 | 4.8 | 0.58 | 17.3 | 776.4 | 0.07 | 159.6 | 40.4 | 200 | 411.7 | 31.8 | 4.49 | 27.7 | 1388 | 0.21 | 413.8 | 69.1 | 483 | 10737337.3 | 1129.1 | 163.3 | 429395 | 26812.6 | 5.3 | 10815556 | 1229845.9 | 12045401.9 | 0 | 16.76 | 13.78 | 0 | 30.54 | 18.73 | 16.47 | 0 | 35.2 | 38055980 | 19777800 | 3181154.2 | 36005.4 | 0 | 0 | 9362836 | 0 | 0 | 1514368.9 | 2945462 | 0 | 2764.9 | 1400048.6 | 790112 | 0 | 154.9 | 559641.8 | 0 | 17536596 | 726836.8 | 0 | 1910.1 | 10.6 | 0 | 2323 | 0 | 0 | 986.5 | 1838.4 | 0 | 533.1 | 188 | 270.2 | 0 | 37.6 | 316.4 | 0 | 6349.1 | 0 | 389.7 | 9443.1 | 3164.4 | 0 | 0 | 0 | 0 | 0 | 0
UT | 2040 | 45299668 | 3924055.2 | 1824464.2 | 1382481.9 | 52430669 | 43670832 | 29702442 | 45459044 | 33629840 | 0.0359 | 0.054 | 0.1435 | 86967.37 | 8962.5 | 0.73 | 0.84 | 236.1 | 24.9 | 3.61 | 9.3 | 586 | 0.12 | 237.9 | 26.8 | 264.7 | 148.5 | 15.9 | 2.3 | 5.7 | 362.8 | 0.07 | 149.6 | 16.6 | 166.1 | 193.9 | 6.7 | 0.83 | 20.3 | 918.9 | 0.09 | 194.3 | 47.7 | 242 | 391 | 31 | 4.4 | 25.3 | 1289.8 | 0.2 | 393.2 | 63.8 | 457 | 9465378.6 | 1000.6 | 144.7 | 373740.7 | 23469 | 4.6 | 9534711.9 | 1074383.8 | 10609095.7 | 0 | 14.43 | 13.41 | 0 | 27.84 | 16.29 | 16.35 | 0 | 32.64 | 40544456 | 22728226 | 3353675.5 | 32101.2 | 0 | 0 | 8319971 | 0 | 0 | 1504774.6 | 2525806.5 | 0 | 1952 | 1397188.6 | 724579.1 | 0 | 104.1 | 1460848.6 | 0 | 20835488 | 387965.2 | 0 | 2141.8 | 10.6 | 0 | 2323 | 0 | 0 | 1020.2 | 1838.4 | 0 | 533.1 | 188 | 270.2 | 0 | 23.6 | 906.6 | 0 | 7630.5 | 0 | 165.8 | 9988.4 | 9066 | 0 | 0 | 0 | 0 | 0 | 0
UT | 2045 | 49615820 | 4903163.5 | 2056336.4 | 1396991.1 | 57972311.8 | 47831791.3 | 32686985.3 | 48363610 | 31941316 | 0.0359 | 0.054 | 0.1435 | 91872.38 | 9845.6 | 0.79 | 0.89 | 184.2 | 19.6 | 2.84 | 7.2 | 453.1 | 0.09 | 185.6 | 20.7 | 206.3 | 106.7 | 11.5 | 1.66 | 4.1 | 259.1 | 0.05 | 107.5 | 11.8 | 119.3 | 190.7 | 7.2 | 0.91 | 19.4 | 884.5 | 0.09 | 191.2 | 45.8 | 237 | 307.5 | 23.3 | 3.29 | 21.1 | 1048 | 0.16 | 309.1 | 52.4 | 361.5 | 7537241.6 | 802.6 | 116.2 | 292390 | 18504 | 3.7 | 7592870.5 | 844818.7 | 8437689.2 | 0 | 11.91 | 14.11 | 0 | 26.02 | 13.66 | 17.3 | 0 | 30.96 | 41460410 | 25285326 | 4169132 | 27056.5 | 0 | 0 | 6680133.5 | 0 | 0 | 1511705.5 | 1851507.6 | 0 | 9767.8 | 1106684.2 | 675898 | 0 | 54 | 1654849 | 0 | 23643074 | 130546.4 | 0 | 2671 | 10.6 | 0 | 2230.1 | 0 | 0 | 1054.3 | 1838.4 | 0 | 1234.3 | 149 | 270.2 | 0 | 23.6 | 906.6 | 0 | 8767.5 | 0 | 63.8 | 12104.9 | 9066 | 0 | 0 | 0 | 0 | 0 | 0
UT | 2050 | 53946920 | 4092895.5 | 2093465 | 1415754.5 | 61549035.4 | 52007126.3 | 36751751.4 | 51124828 | 29478192 | 0.0359 | 0.054 | 0.1435 | 91605.4 | 10669.1 | 0.8 | 0.9 | 170.2 | 17.3 | 2.5 | 7.3 | 443.2 | 0.08 | 171.4 | 20.6 | 192 | 93.5 | 9.6 | 1.39 | 4 | 240.6 | 0.05 | 94.2 | 11.1 | 105.3 | 200.5 | 8.1 | 1.05 | 19.9 | 911.1 | 0.09 | 201 | 47.1 | 248.1 | 309.4 | 21.9 | 3.07 | 22.5 | 1109.1 | 0.16 | 310.9 | 55.6 | 366.5 | 6682623.2 | 681.2 | 98.3 | 286861.6 | 17366.5 | 3.3 | 6729761.9 | 805275.2 | 7535037.1 | 0 | 13.04 | 14.35 | 0 | 27.38 | 14.8 | 17.22 | 0 | 32.01 | 39779380 | 24797284 | 3481544.8 | 27513.1 | 0 | 0 | 5559333 | 0 | 0 | 1541421.1 | 2441466.8 | 0 | 24583.2 | 1106746.2 | 698050 | 0 | 24.3 | 1642835.9 | 0 | 22883724 | 372138.6 | 0 | 2422.8 | 10.6 | 0 | 1780.1 | 0 | 0 | 1105.4 | 1838.4 | 0 | 2116.5 | 149 | 270.2 | 0 | 11.4 | 906.6 | 0 | 8385.1 | 0 | 105.2 | 9962.7 | 9066 | 0 | 0 | 0 | 0 | 0 | 0
VA | 2024 | 122335950 | 224204.9 | 3129796 | 972630.5 | 126662571.9 | 117937224.2 | 102855736 | 50391864 | 33529628 | 0.0359 | 0.054 | 0.146 | 12281.88 | 26605.3 | 0.54 | 0.47 | 180.8 | 4.5 | 0.5 | 23.5 | 918.5 | 0.14 | 181.1 | 50.9 | 232 | 269 | 14.5 | 1.96 | 26.3 | 1114.3 | 0.18 | 270 | 59.6 | 329.6 | 335.1 | 25.2 | 3.57 | 22.6 | 1141.3 | 0.17 | 336.8 | 56.6 | 393.5 | 744.4 | 55.7 | 8 | 52 | 2433.5 | 0.45 | 748.3 | 124.6 | 872.9 | 19701887.2 | 485.3 | 54.8 | 2561964.5 | 100076.4 | 14.9 | 19731314 | 5548298.8 | 25279612.7 | 0 | 32.63 | 2.48 | 0 | 35.11 | 34.73 | 2.75 | 0 | 37.48 | 109694380 | 23806836 | 190573.8 | 2300603 | 0 | 0 | 1111602.6 | 0 | 0 | 700848.6 | 49658490 | 0 | 140183.4 | 0 | 1430506.8 | 28495450 | 25916.3 | 2534222.8 | 0 | 16438221 | 326204.9 | 6341561.5 | 248.3 | 426.7 | 0 | 877 | 0 | 0 | 486.4 | 8973.1 | 0 | 4192.3 | 0 | 865.1 | 3568 | 1224.9 | 3241 | 0 | 8004.8 | 2500 | 104.9 | 496.7 | 32410 | 0 | 0 | 0 | 0 | 0.2 | 0
VA | 2026 | 124802800 | 394958 | 4449214 | 972072.6 | 130619047.9 | 120315395.7 | 106244522.5 | 52958410 | 32005590 | 0.0359 | 0.054 | 0.146 | 45249.76 | 27271.2 | 0.55 | 0.51 | 174.1 | 4.2 | 0.48 | 22.8 | 885.7 | 0.13 | 174.3 | 49.2 | 223.5 | 241.5 | 12.1 | 1.61 | 24.9 | 1031.5 | 0.17 | 242.3 | 55.7 | 297.9 | 252 | 14.6 | 2 | 20.9 | 999.2 | 0.12 | 253 | 50.7 | 303.8 | 706.2 | 52.3 | 7.46 | 49.4 | 2362.8 | 0.4 | 709.8 | 119.9 | 829.7 | 18927752.3 | 461 | 51.8 | 2477442.9 | 96334.2 | 14.5 | 18955642 | 5352162.7 | 24307804.7 | 0 | 30.58 | 9.05 | 0 | 39.63 | 32.67 | 10.15 | 0 | 42.82 | 109566310 | 24374526 | 333468.1 | 2236164.8 | 0 | 0 | 1023464.8 | 0 | 0 | 1383402.2 | 47913760 | 0 | 132052.9 | 0 | 1433028.6 | 28460608 | 26130.1 | 3633100.5 | 0 | 16218478 | 324445.8 | 6448198 | 437.4 | 426.7 | 0 | 877 | 0 | 0 | 960.9 | 8973.1 | 0 | 4192.3 | 0 | 865.1 | 3568 | 1224.9 | 3241 | 0 | 8005.6 | 2500 | 104.9 | 874.8 | 32410 | 0 | 0 | 0 | 0 | 0.27 | 0
VA | 2028 | 127891750 | 1126766.9 | 5801711 | 1350721.9 | 136170948.9 | 123293296.9 | 108650553.6 | 72309690 | 45387404 | 0.0359 | 0.054 | 0.146 | 58630.96 | 28176.2 | 0.58 | 0.56 | 159.6 | 3.7 | 0.4 | 20.8 | 819.6 | 0.12 | 159.8 | 45.3 | 205.1 | 201.6 | 8.5 | 1.1 | 22.4 | 912.4 | 0.15 | 202.2 | 49.6 | 251.8 | 189.4 | 4.9 | 0.56 | 21.2 | 947.6 | 0.08 | 189.7 | 49.5 | 239.2 | 632.9 | 43.1 | 6.1 | 47.9 | 2239.7 | 0.36 | 635.9 | 114.7 | 750.6 | 17289567.9 | 396.6 | 43.6 | 2256127.3 | 88758.3 | 13.5 | 17313283.3 | 4904803 | 22218086.3 | 0 | 27.01 | 11.55 | 0 | 38.55 | 29.09 | 13.16 | 0 | 42.25 | 109119530 | 27520396 | 964030.7 | 760760.6 | 0 | 0 | 682295.3 | 0 | 0 | 2467751.8 | 44586550 | 0 | 117928.1 | 0 | 1465995.5 | 28265750 | 25716.7 | 4730109.5 | 0 | 17623512 | 854621 | 6574510 | 920.3 | 229.4 | 0 | 877 | 0 | 0 | 1716.7 | 8973.1 | 0 | 4192.3 | 0 | 889.1 | 3568 | 1224.9 | 3241 | 0 | 8735.3 | 2500 | 259.7 | 2449.5 | 32410 | 0 | 0 | 0 | 0 | 0.33 | 0
VA | 2030 | 131495640 | 2392655 | 6193195.5 | 1475554.1 | 141557041.8 | 126767638.8 | 110046555.1 | 78995224 | 48098896 | 0.0359 | 0.054 | 0.146 | 67846.71 | 29287.3 | 0.62 | 0.6 | 143.3 | 3.2 | 0.35 | 18.9 | 738.3 | 0.12 | 143.4 | 41 | 184.4 | 180.9 | 7.5 | 0.97 | 20.4 | 822.7 | 0.14 | 181.4 | 44.9 | 226.3 | 194.1 | 6.8 | 0.86 | 20.1 | 913.9 | 0.09 | 194.6 | 47.4 | 241.9 | 589.9 | 39.8 | 5.59 | 44.7 | 2133 | 0.32 | 592.6 | 108.3 | 700.9 | 15709758.7 | 353.1 | 38.5 | 2077838.4 | 80950.2 | 12.7 | 15730783.3 | 4493621.8 | 20224405.1 | 0 | 25.7 | 13.28 | 0 | 38.98 | 27.87 | 15.29 | 0 | 43.16 | 110521620 | 31510486 | 2024452.4 | 739733.2 | 0 | 0 | 552045.4 | 0 | 0 | 4040584.5 | 41102320 | 0 | 78261.4 | 0 | 1461819.5 | 27973236 | 14836.1 | 5064430 | 0 | 20043006 | 850012.4 | 6576883.5 | 1690.2 | 229.4 | 0 | 877 | 0 | 0 | 2817.4 | 8973.1 | 0 | 4192.3 | 0 | 889.1 | 3568 | 923.9 | 3241 | 0 | 9897.1 | 2500 | 259.7 | 5529.1 | 32410 | 0 | 0 | 0 | 0 | 0.39 | 0
VA | 2035 | 141027490 | 6833001 | 6106720 | 2025675.8 | 155992885.7 | 135956875.2 | 106987660.4 | 99023944 | 69869260 | 0.0359 | 0.054 | 0.146 | 87932.5 | 32350.3 | 0.71 | 0.66 | 109 | 2.2 | 0.23 | 14.9 | 569.3 | 0.09 | 109.2 | 31.8 | 141 | 146.3 | 5.3 | 0.67 | 17.3 | 689.6 | 0.12 | 146.6 | 37.9 | 184.5 | 184.6 | 9.1 | 1.21 | 16.8 | 787.7 | 0.09 | 185.2 | 40.3 | 225.5 | 537.7 | 34.1 | 4.77 | 43 | 2004.9 | 0.29 | 540 | 102.8 | 642.8 | 13694696.9 | 281.9 | 29.5 | 1866168.8 | 71493.2 | 11.7 | 13711150.7 | 3999865 | 17711015.6 | 0 | 23.22 | 17.02 | 0 | 40.24 | 25.52 | 20.11 | 0 | 45.63 | 126709550 | 49005224 | 5850821.5 | 701840.4 | 0 | 0 | 230968.4 | 0 | 0 | 6133289.5 | 36682216 | 0 | 58286.3 | 0 | 1491730.5 | 27720324 | 1611 | 4966533 | 0 | 28450876 | 838599 | 13582461 | 3660.8 | 229.4 | 0 | 877 | 0 | 0 | 4347.2 | 8973.1 | 0 | 4192.3 | 0 | 919.1 | 3568 | 463.9 | 3241 | 0 | 13820.1 | 5200 | 259.7 | 16125 | 32410 | 0 | 0 | 0 | 0 | 0.56 | 0
VA | 2040 | 151797390 | 8238353.5 | 6556235 | 2384614.1 | 168976596.6 | 146339640.2 | 118808660.6 | 119509700 | 75852870 | 0.0359 | 0.054 | 0.146 | 91348.29 | 35652.9 | 0.74 | 0.75 | 98.3 | 1.9 | 0.19 | 13.7 | 517.8 | 0.09 | 98.4 | 29.2 | 127.6 | 107.3 | 3.4 | 0.41 | 13.2 | 522.2 | 0.09 | 107.5 | 28.8 | 136.3 | 130 | 8.2 | 1.14 | 10.2 | 496.6 | 0.06 | 130.5 | 25 | 155.5 | 489.3 | 28.4 | 3.93 | 41.4 | 1919.3 | 0.26 | 491.2 | 98.7 | 589.9 | 12168926.4 | 233.8 | 23.6 | 1699029.2 | 64119.2 | 11 | 12182342.3 | 3612774.6 | 15795116.9 | 0 | 21.18 | 18.08 | 0 | 39.25 | 23.49 | 21.46 | 0 | 44.96 | 125148760 | 50167936 | 7022673.5 | 667567 | 0 | 0 | 42566.1 | 0 | 0 | 6300467 | 32933728 | 0 | 81763.4 | 0 | 1469794.6 | 27389348 | 1874.7 | 5371511.5 | 0 | 29529012 | 827339.2 | 13511118 | 4252.8 | 229.4 | 0 | 877 | 0 | 0 | 4608.8 | 8973.1 | 0 | 4192.3 | 0 | 919.1 | 3568 | 447.4 | 3241 | 0 | 14692.1 | 5200 | 259.7 | 19875.1 | 32410 | 0 | 0 | 0 | 0 | 0.76 | 0
VA | 2045 | 161509470 | 30963158 | 5924050.5 | 2794449.7 | 201191130.8 | 155702554.5 | 122455686 | 141640180 | 80363576 | 0.0359 | 0.054 | 0.146 | 94561.48 | 38433 | 1 | 0.95 | 0.3 | 0 | 0 | 1.9 | 5.2 | 0.04 | 0.3 | 2.1 | 2.4 | 23.1 | 1.1 | 0.14 | 2.9 | 102.7 | 0.03 | 23.2 | 6 | 29.1 | 56.6 | 3.8 | 0.53 | 4.2 | 208.6 | 0.03 | 56.9 | 10.4 | 67.3 | 469.9 | 26.5 | 3.64 | 41.7 | 1875.8 | 0.25 | 471.6 | 97.7 | 569.3 | 40617.1 | 4.7 | 0.7 | 267570.5 | 723.1 | 5.7 | 40942.2 | 290674.5 | 331616.6 | 0 | 20.17 | 16.67 | 1.27 | 38.11 | 23.26 | 22.21 | 1.37 | 46.84 | 139455410 | 78735450 | 26331574 | 675082 | 0 | 0 | 37961.8 | 0 | 0 | 6659655.5 | 0 | 0 | 0 | 0 | 1465086.2 | 27446924 | 1.6 | 4763338.5 | 0 | 56874828 | 1637659.4 | 13563296 | 15907.1 | 229.4 | 0 | 877 | 0 | 0 | 5001.8 | 0 | 0 | 330 | 0 | 919.1 | 3568 | 335.2 | 3241 | 0 | 26517.9 | 5200 | 497.4 | 78001.2 | 32410 | 0 | 0 | 0 | 1.6 | 0.96 | 0
VA | 2050 | 170980830 | 32747702 | 6550127 | 3026491.7 | 213305160.6 | 164833333.6 | 130227970.5 | 152617540 | 85654700 | 0.0359 | 0.054 | 0.146 | 92196.49 | 40907.9 | 1 | 1 | 0.9 | 0.1 | 0.01 | 1.9 | 6.3 | 0.04 | 0.9 | 2.1 | 2.9 | 0 | 0 | 0 | 0 | 0 | 0 | 0 | 0 | 0 | 11 | 0.7 | 0.09 | 0.9 | 43.1 | 0.01 | 11.1 | 2.2 | 13.2 | 488 | 24 | 3.23 | 45.3 | 2065 | 0.25 | 489.6 | 107 | 596.6 | 126155.7 | 14.5 | 2.1 | 270182.2 | 908.5 | 5.7 | 127165.5 | 298816.2 | 425981.7 | 0 | 20.88 | 16.31 | 1.31 | 38.5 | 24.17 | 21.78 | 1.42 | 47.37 | 145841580 | 83077190 | 27923290 | 700051.1 | 0 | 0 | 118085.3 | 0 | 0 | 7156210.5 | 0 | 0 | 0 | 0 | 1460713 | 27348636 | 0 | 5213619.5 | 0 | 58679810 | 3740553.5 | 13500618 | 17276.3 | 229.4 | 0 | 877 | 0 | 0 | 5498.8 | 0 | 0 | 330 | 0 | 919.1 | 3568 | 198.8 | 3241 | 0 | 27696.4 | 5200 | 1165.6 | 80862 | 32410 | 0 | 0 | 0 | 1.6 | 1 | 0
VT | 2024 | 6037888 | 1574.7 | 0 | 211009.4 | 6250471.9 | 5820752.8 | 4383502.1 | 7211.2 | 21431764 | 0.036 | 0.054 | 0.135 | 0 | 1053.8 | 1 | 1 | 0 | 0 | 0 | 0.7 | 0.9 | 0 | 0 | 0.8 | 0.8 | 0 | 0 | 0 | 0.8 | 1.1 | 0 | 0 | 0.8 | 0.9 | 164.2 | 4.1 | 0.48 | 18.8 | 811.1 | 0.08 | 164.5 | 43 | 207.4 | 625.7 | 36.5 | 5.12 | 53.2 | 2370.2 | 0.37 | 628.2 | 123.9 | 752.1 | 0 | 0 | 0 | 20525 | 24.6 | 0.1 | 0 | 21283 | 21283 | 0 | 30.67 | 0 | 0 | 30.67 | 32.46 | 0 | 0 | 32.46 | 27802054 | 1866969.8 | 1332.2 | 571968.2 | 0 | 24081692 | 0 | 0 | 0 | 223585.1 | 0 | 0 | 0 | 0 | 1280091.6 | 0 | 0 | 0 | 0 | 235156 | 1408228.6 | 0 | 1.9 | 81.1 | 0 | 0 | 0 | 0 | 172.8 | 0 | 0 | 0 | 0 | 331.3 | 0 | 0 | 0 | 0 | 130.3 | 0 | 385.8 | 3.8 | 0 | 0 | 0 | 0.63 | 0 | 0 | 0
VT | 2026 | 6103924.5 | 1562.9 | 0 | 203983.5 | 6309470.6 | 5884414.8 | 4419994.8 | 4655.7 | 20647174 | 0.036 | 0.054 | 0.135 | 0 | 1077.1 | 1 | 1 | 0 | 0 | 0 | 0.8 | 0.9 | 0 | 0 | 0.8 | 0.8 | 0 | 0 | 0 | 0.8 | 1.1 | 0 | 0 | 0.8 | 0.9 | 147.1 | 3.2 | 0.37 | 17.1 | 741 | 0.07 | 147.3 | 39.2 | 186.5 | 578.8 | 31.2 | 4.31 | 51.2 | 2304 | 0.32 | 580.9 | 119.9 | 700.8 | 0 | 0 | 0 | 20561.2 | 24.6 | 0.1 | 0 | 21320.5 | 21320.5 | 0 | 27.78 | 0 | 0 | 27.78 | 29.4 | 0 | 0 | 29.4 | 27071590 | 1889475.8 | 1345 | 571968.2 | 0 | 23330610 | 0 | 0 | 0 | 257964.2 | 0 | 0 | 0 | 0 | 1278191.9 | 0 | 0 | 0 | 0 | 231569.4 | 1399942.2 | 0 | 1.9 | 81.1 | 0 | 0 | 0 | 0 | 200.8 | 0 | 0 | 0 | 0 | 331.3 | 0 | 0 | 0 | 0 | 130.3 | 0 | 385.8 | 3.8 | 0 | 0 | 0 | 0.67 | 0 | 0 | 0
VT | 2028 | 6215366 | 1428.1 | 0 | 201652.2 | 6418446.4 | 5991850 | 4493216.8 | 4125.5 | 20362740 | 0.036 | 0.054 | 0.135 | 0 | 1116.9 | 1 | 1 | 0 | 0 | 0 | 0.8 | 0.9 | 0 | 0 | 0.8 | 0.8 | 0 | 0 | 0 | 0.8 | 1 | 0 | 0 | 0.8 | 0.9 | 131 | 2.6 | 0.27 | 15.5 | 677.4 | 0.06 | 131.1 | 35.7 | 166.8 | 519.1 | 24.4 | 3.31 | 49.5 | 2178.1 | 0.3 | 520.7 | 114.4 | 635.2 | 0 | 0 | 0 | 20513.2 | 24.6 | 0.1 | 0 | 21270.7 | 21270.7 | 0 | 23.63 | 0 | 0 | 23.63 | 25.01 | 0 | 0 | 25.01 | 26890890 | 1925229.6 | 1189.5 | 571497.5 | 0 | 23123586 | 0 | 0 | 0 | 300710.4 | 0 | 0 | 0 | 0 | 1269386.5 | 0 | 0 | 0 | 0 | 227989.8 | 1396529.5 | 0 | 1.9 | 81.1 | 0 | 0 | 0 | 0 | 235.6 | 0 | 0 | 0 | 0 | 331.3 | 0 | 0 | 0 | 0 | 130.3 | 0 | 385.8 | 3.8 | 0 | 0 | 0 | 0.67 | 0 | 0 | 0
VT | 2030 | 6395260.5 | 1511.4 | 0 | 180211.7 | 6576983.8 | 6165277.2 | 4608337.4 | 58158 | 19218832 | 0.036 | 0.054 | 0.135 | 1056.83 | 1170.1 | 1 | 1 | 0 | 0 | 0 | 0.3 | 0.3 | 0 | 0 | 0.3 | 0.3 | 0.1 | 0 | 0 | 0.3 | 0.9 | 0 | 0.1 | 0.3 | 0.4 | 122.8 | 2.4 | 0.26 | 14.5 | 632.8 | 0.06 | 122.9 | 33.4 | 156.3 | 488.4 | 22.1 | 2.97 | 47 | 2098.6 | 0.26 | 489.8 | 109.7 | 599.5 | 0 | 0 | 0 | 6731.8 | 8.1 | 0 | 0 | 6980.4 | 6980.4 | 0 | 23 | 0.18 | 0 | 23.18 | 24.34 | 0.19 | 0 | 24.53 | 25842454 | 1968646.4 | 1283 | 187520.8 | 0 | 22435712 | 0 | 0 | 0 | 353436.2 | 0 | 0 | 0 | 0 | 1249291.5 | 0 | 0 | 0 | 0 | 225204.8 | 1390005.4 | 0 | 1.9 | 29.1 | 0 | 0 | 0 | 0 | 277.3 | 0 | 0 | 0 | 0 | 331.3 | 0 | 0 | 0 | 0 | 130.3 | 0 | 385.8 | 3.8 | 0 | 0 | 0 | 0.71 | 0 | 0 | 0
VT | 2035 | 6872111 | 2894.8 | 0 | 160620.2 | 7035626.4 | 6624984.8 | 5045038.7 | 616567.1 | 17082386 | 0.036 | 0.054 | 0.135 | 87938.49 | 1322.6 | 1 | 1 | 0 | 0 | 0 | 0.3 | 0.3 | 0 | 0 | 0.3 | 0.3 | 0.7 | 0 | 0 | 0.4 | 3.9 | 0 | 0.7 | 0.6 | 1.2 | 116.2 | 2.3 | 0.25 | 13.7 | 598 | 0.06 | 116.4 | 31.6 | 147.9 | 448.2 | 18.7 | 2.48 | 45 | 1971 | 0.25 | 449.5 | 103.8 | 553.3 | 0 | 0 | 0 | 6688.4 | 8 | 0 | 0 | 6935.4 | 6935.4 | 0 | 21.67 | 15.57 | 0 | 37.23 | 22.94 | 16.75 | 0 | 39.68 | 23591170 | 1990587.8 | 2444.5 | 186327.4 | 0 | 20188674 | 0 | 0 | 0 | 391988.4 | 0 | 0 | 0 | 0 | 1223137.1 | 0 | 0 | 0 | 0 | 216921.2 | 1381678.2 | 0 | 2.1 | 29.1 | 0 | 0 | 0 | 0 | 315.5 | 0 | 0 | 0 | 0 | 331.3 | 0 | 0 | 0 | 0 | 130.3 | 0 | 389.3 | 8.3 | 0 | 0 | 0 | 0.75 | 0 | 0 | 0
VT | 2040 | 7444902.5 | 3431.6 | 0 | 178922.4 | 7627256.8 | 7177179.7 | 5647393.3 | 2234796.5 | 17351172 | 0.0359 | 0.054 | 0.135 | 93254.84 | 1482.9 | 0.97 | 0.97 | 16.7 | 0.3 | 0.03 | 2 | 87.5 | 0.01 | 16.7 | 4.6 | 21.4 | 17.1 | 0.3 | 0.03 | 2.2 | 89.2 | 0.01 | 17.1 | 4.8 | 21.9 | 115.6 | 2.3 | 0.24 | 13.6 | 595.8 | 0.05 | 115.7 | 31.4 | 147.1 | 429.4 | 15.3 | 1.98 | 45.5 | 1970.1 | 0.24 | 430.4 | 104.3 | 534.8 | 381786 | 7.2 | 0.7 | 46344.8 | 1997.8 | 0.2 | 382196.9 | 105927.4 | 488124.3 | 0 | 20.82 | 17.18 | 0 | 38 | 22.06 | 18.48 | 0 | 40.53 | 22822802 | 1979863.6 | 2980.2 | 38341.9 | 0 | 18940738 | 0 | 0 | 0 | 408966.1 | 0 | 0 | 644926.4 | 0 | 1215952.2 | 0 | 0 | 0 | 0 | 209123.2 | 1361774.2 | 0 | 2.1 | 9.1 | 0 | 0 | 0 | 0 | 339.1 | 0 | 0 | 852.5 | 0 | 331.3 | 0 | 0 | 0 | 0 | 130.3 | 0 | 389.3 | 8.3 | 0 | 0 | 0 | 0.75 | 0 | 0 | 0
VT | 2045 | 7921741 | 119276.9 | 0 | 184113.3 | 8225131.4 | 7636862 | 6120204.3 | 2606460.8 | 17602932 | 0.0359 | 0.054 | 0.135 | 91170.54 | 1609.8 | 0.96 | 0.96 | 21.7 | 0.4 | 0.04 | 2.6 | 113.4 | 0.01 | 21.7 | 6 | 27.7 | 21.2 | 0.4 | 0.04 | 2.7 | 110.8 | 0.01 | 21.2 | 6 | 27.2 | 119.2 | 2.3 | 0.24 | 14.1 | 617 | 0.05 | 119.3 | 32.5 | 151.8 | 440.8 | 14.3 | 1.8 | 47.9 | 2074.5 | 0.24 | 441.8 | 109.8 | 551.6 | 504867.6 | 9.5 | 1 | 60931.6 | 2641.5 | 0.2 | 505411 | 139709.6 | 645120.6 | 0 | 20.54 | 16.82 | 0 | 37.35 | 21.87 | 18.38 | 0 | 40.26 | 23297510 | 2104927 | 100203.1 | 38917.2 | 0 | 18973872 | 0 | 0 | 0 | 434337.7 | 0 | 0 | 848668.6 | 0 | 1230921.9 | 0 | 0 | 0 | 0 | 213932.2 | 1456657.2 | 0 | 70.5 | 9.1 | 0 | 0 | 0 | 0 | 367.2 | 0 | 0 | 935.7 | 0 | 331.3 | 0 | 0 | 0 | 0 | 125.9 | 0 | 389.3 | 395.4 | 0 | 0 | 0 | 0.75 | 0 | 0 | 0
VT | 2050 | 8409475 | 202336 | 0 | 181923.5 | 8793734.4 | 8107034.4 | 6401262.8 | 2531478.2 | 17460886 | 0.036 | 0.054 | 0.135 | 90393.65 | 1712.3 | 0.96 | 0.96 | 25.5 | 0.5 | 0.05 | 3.1 | 133.2 | 0.01 | 25.5 | 7 | 32.5 | 23.9 | 0.5 | 0.05 | 3 | 125 | 0.01 | 23.9 | 6.7 | 30.6 | 121.8 | 2.4 | 0.24 | 14.4 | 632.1 | 0.06 | 121.9 | 33.3 | 155.2 | 430.2 | 11.9 | 1.42 | 48.3 | 2108.4 | 0.22 | 430.9 | 111.2 | 542.1 | 605849.8 | 11.4 | 1.1 | 72820.5 | 3169.5 | 0.3 | 606501.9 | 167344.4 | 773846.3 | 0 | 20.56 | 16.5 | 0 | 37.06 | 21.97 | 18.16 | 0 | 40.13 | 23790972 | 2392471.5 | 170001.1 | 37942.5 | 0 | 18971030 | 0 | 0 | 0 | 447455.2 | 0 | 0 | 1019682 | 0 | 1199844 | 0 | 0 | 0 | 0 | 286643.2 | 1658373.1 | 0 | 121.3 | 9.1 | 0 | 0 | 0 | 0 | 397.8 | 0 | 0 | 989.2 | 0 | 331.3 | 0 | 0 | 0 | 0 | 146.7 | 0 | 437.2 | 598.6 | 0 | 0 | 0 | 0.75 | 0 | 0 | 0
WA | 2024 | 117494890 | 23720.3 | 179688.5 | 1203471.3 | 118901770.5 | 113269059.3 | 108658814.9 | 86100810 | 93715930 | 0.036 | 0.054 | 0.1435 | 54903.3 | 21857.1 | 0.93 | 0.9 | 48.6 | 3.6 | 0.5 | 4.1 | 171.2 | 0.04 | 48.8 | 9.3 | 58.1 | 68.6 | 5.4 | 0.76 | 5.1 | 230.6 | 0.05 | 69 | 12 | 81 | 224.8 | 6.3 | 0.74 | 24.7 | 1111.1 | 0.1 | 225.2 | 57.9 | 283 | 643.1 | 46 | 6.47 | 45.8 | 2269.2 | 0.32 | 646.2 | 113.5 | 759.7 | 6087006.6 | 450.1 | 63.2 | 519035.6 | 21443.9 | 4.8 | 6117680.4 | 1159379.4 | 7277059.8 | 0 | 28.4 | 9.83 | 0 | 38.23 | 30.07 | 10.54 | 0 | 40.61 | 126566990 | 10242956 | 20048 | 671973.9 | 0 | 8698637 | 3041062 | 0 | 0 | 766505.8 | 6311716 | 0 | 32.7 | 0 | 88362296 | 9071488 | 0 | 146778.5 | 0 | 367146.3 | 9109304 | 0 | 40 | 119.1 | 0 | 670 | 0 | 0 | 646.4 | 2635.6 | 0 | 623.8 | 0 | 22442.3 | 1151 | 2.5 | 314 | 0 | 184.7 | 0 | 3732.2 | 140.8 | 3140 | 0 | 0 | 0.13 | 0 | 0.49 | 0
WA | 2026 | 120862504 | 34784.8 | 295773.8 | 1233763.1 | 122426827.1 | 116515564.4 | 111736052.5 | 90577070 | 94953100 | 0.036 | 0.054 | 0.1435 | 64082.22 | 22641 | 0.96 | 0.93 | 16.5 | 0.3 | 0.03 | 2.8 | 88.1 | 0.02 | 16.5 | 5.4 | 21.9 | 36.4 | 2.1 | 0.28 | 3.8 | 148.4 | 0.03 | 36.5 | 8.2 | 44.7 | 156.3 | 5.6 | 0.71 | 16.1 | 733 | 0.07 | 156.6 | 37.9 | 194.6 | 577.8 | 38.8 | 5.42 | 43.5 | 2122.5 | 0.29 | 580.5 | 106.8 | 687.3 | 2061980.5 | 38.9 | 3.9 | 346171.5 | 11008.9 | 2.8 | 2064199.7 | 675009.2 | 2739208.9 | 0 | 26.82 | 11.53 | 0 | 38.35 | 28.42 | 12.38 | 0 | 40.8 | 126822770 | 10690775 | 29906.7 | 659237.3 | 0 | 10601811 | 0 | 0 | 0 | 1268502.9 | 5034641 | 0 | 0 | 0 | 90612744 | 8958378 | 0 | 235274.1 | 0 | 362024.2 | 9060248 | 0 | 40.2 | 119.1 | 0 | 0 | 0 | 0 | 1068.2 | 2635.6 | 0 | 623.8 | 0 | 23040.7 | 1151 | 2.5 | 314 | 0 | 184.7 | 0 | 3732.3 | 141.6 | 3140 | 0 | 0 | 0.13 | 0 | 0.66 | 0
WA | 2028 | 124327220 | 49773.4 | 476312.5 | 1279666.9 | 126132976.9 | 119855682.7 | 112608666.5 | 95840744 | 96087940 | 0.036 | 0.054 | 0.1435 | 60534.77 | 23631.8 | 0.98 | 0.96 | 9.1 | 0.2 | 0.02 | 1.8 | 49 | 0.02 | 9.1 | 3.2 | 12.3 | 23.7 | 1.5 | 0.2 | 2.5 | 93.6 | 0.02 | 23.8 | 5.3 | 29.1 | 84.1 | 3.9 | 0.52 | 7.8 | 365.5 | 0.04 | 84.4 | 18.7 | 103.1 | 501.9 | 33.1 | 4.62 | 38.7 | 1859.4 | 0.26 | 504.1 | 94.2 | 598.4 | 1123689.6 | 21.2 | 2.1 | 219538.1 | 6081 | 2.3 | 1124899 | 401383.2 | 1526282.2 | 0 | 23.04 | 11.02 | 0 | 34.06 | 24.45 | 11.85 | 0 | 36.3 | 126334450 | 13524310 | 42499.5 | 267005.7 | 0 | 10403918 | 0 | 0 | 0 | 1750960 | 2802985 | 0 | 0 | 0 | 90183496 | 8729332 | 0 | 380909.8 | 0 | 356973.6 | 11416377 | 0 | 47.4 | 69.1 | 0 | 0 | 0 | 0 | 1474.7 | 2635.6 | 0 | 623.8 | 0 | 23155.2 | 1151 | 2.5 | 314 | 0 | 184.7 | 0 | 4423.2 | 170.2 | 3140 | 0 | 0 | 0.13 | 0 | 0.83 | 0
WA | 2030 | 128343960 | 54180.9 | 544875.2 | 1341276.6 | 130284294.4 | 123727974.9 | 115951578.4 | 102285250 | 97120824 | 0.036 | 0.054 | 0.1435 | 62488.87 | 24833.7 | 0.98 | 1 | 8.9 | 0.2 | 0.02 | 1.7 | 48.3 | 0.02 | 9 | 3.2 | 12.1 | 0 | 0 | 0 | 0 | 0 | 0 | 0 | 0 | 0 | 25.5 | 1.3 | 0.18 | 2.3 | 106.9 | 0.01 | 25.6 | 5.5 | 31 | 432.3 | 29.5 | 4.12 | 33.1 | 1579.8 | 0.23 | 434.3 | 80.2 | 514.5 | 1095864.2 | 20.7 | 2.1 | 212613.8 | 5927.6 | 2.2 | 1097043.6 | 389868.2 | 1486911.8 | 0 | 21.74 | 11.56 | 0 | 33.31 | 23.09 | 12.45 | 0 | 35.54 | 125072104 | 14332717 | 45553.8 | 239818.2 | 0 | 10185037 | 0 | 0 | 0 | 2625846.2 | 2722406 | 0 | 0 | 0 | 88675270 | 8430975 | 0 | 440325 | 0 | 352058.5 | 11354811 | 0 | 46 | 69.1 | 0 | 0 | 0 | 0 | 2213.8 | 2635.6 | 0 | 623.8 | 0 | 23165.4 | 1151 | 0 | 314 | 0 | 184.7 | 0 | 4423.2 | 169.4 | 3140 | 0 | 0 | 0.13 | 0 | 1 | 0
WA | 2035 | 139652220 | 87427.8 | 375719.8 | 1372533.9 | 141487899.8 | 134629595.1 | 126548454.9 | 108636740 | 89639760 | 0.036 | 0.054 | 0.1435 | 92214.43 | 28265.9 | 0.97 | 1 | 10.6 | 0.2 | 0.02 | 1.9 | 57.1 | 0.02 | 10.6 | 3.6 | 14.3 | 0 | 0 | 0 | 0 | 0 | 0 | 0 | 0 | 0 | 0 | 0 | 0 | 0 | 0 | 0 | 0 | 0 | 0 | 361.1 | 21.9 | 3.02 | 30.3 | 1407.5 | 0.19 | 362.6 | 72.3 | 434.9 | 1268442.6 | 23.9 | 2.4 | 229964.9 | 6823.6 | 2.3 | 1269807.7 | 433923.5 | 1703731.3 | 0 | 19.78 | 17.89 | 0 | 37.67 | 20.99 | 19.27 | 0 | 40.26 | 122436070 | 14939445 | 73843.8 | 213965.4 | 0 | 9674421 | 0 | 0 | 0 | 3493407.5 | 3138221 | 0 | 1015.6 | 0 | 85905080 | 8186439 | 0 | 303632.8 | 0 | 411076.6 | 11034961 | 0 | 83.2 | 69.1 | 0 | 0 | 0 | 0 | 3000.3 | 2635.6 | 0 | 1033.1 | 0 | 23178.2 | 1151 | 0 | 314 | 0 | 216.4 | 0 | 4231.8 | 330.7 | 3140 | 0 | 0 | 0.13 | 0 | 1 | 0
WA | 2040 | 153203420 | 360685.2 | 253978.9 | 1410723 | 155228810.6 | 147693499.1 | 136259998.9 | 115484696 | 81429896 | 0.036 | 0.054 | 0.1435 | 91546.44 | 31862.6 | 0.98 | 1 | 9.3 | 0.2 | 0.02 | 1.8 | 50.3 | 0.02 | 9.3 | 3.3 | 12.6 | 0 | 0 | 0 | 0 | 0 | 0 | 0 | 0 | 0 | 0 | 0 | 0 | 0 | 0 | 0 | 0 | 0 | 0 | 346 | 20.6 | 2.83 | 29.1 | 1360.9 | 0.18 | 347.4 | 69.7 | 417.1 | 1093537.9 | 20.6 | 2.1 | 207669.6 | 5905.8 | 2.2 | 1094714.8 | 384252 | 1478966.8 | 0 | 18.04 | 18.31 | 0 | 36.35 | 19.15 | 19.74 | 0 | 38.89 | 121050190 | 18968812 | 306675 | 191580.9 | 0 | 9791951 | 0 | 0 | 0 | 3503662.8 | 2713340 | 0 | 4143.5 | 0 | 80786890 | 8082529 | 0 | 204272.7 | 0 | 671520.1 | 14793629 | 0 | 577.3 | 69.1 | 0 | 0 | 0 | 0 | 3105.7 | 2635.6 | 0 | 1463.4 | 0 | 23191.1 | 1151 | 0 | 314 | 0 | 336.5 | 0 | 4531 | 1706.2 | 3140 | 0 | 0 | 0.13 | 0 | 1 | 0
WA | 2045 | 166924830 | 737788.2 | 268348.4 | 1550473 | 169481446.2 | 160921458.6 | 148620428.6 | 132261096 | 83109860 | 0.036 | 0.054 | 0.1435 | 91162.2 | 35606.5 | 0.97 | 1 | 11.3 | 0.2 | 0.02 | 2 | 60.8 | 0.02 | 11.3 | 3.8 | 15.1 | 0 | 0 | 0 | 0 | 0 | 0 | 0 | 0 | 0 | 0 | 0 | 0 | 0 | 0 | 0 | 0 | 0 | 0 | 299.6 | 16.9 | 2.3 | 26.5 | 1210.2 | 0.16 | 300.7 | 62.6 | 363.3 | 1320961.8 | 24.9 | 2.5 | 232230.9 | 7090.1 | 2.2 | 1322383.4 | 444120.3 | 1766503.7 | 0 | 16.39 | 18.59 | 0.41 | 35.39 | 17.42 | 20.1 | 0.44 | 37.95 | 120148820 | 20861018 | 623166 | 172142.5 | 0 | 9606900 | 0 | 0 | 0 | 3520588.8 | 3216561.2 | 0 | 19455.3 | 0 | 77541496 | 7896798.5 | 0 | 211280.6 | 0 | 1173739.9 | 16166690 | 0 | 1125.2 | 69.1 | 0 | 0 | 0 | 0 | 3216.8 | 2635.6 | 0 | 4191.8 | 0 | 23213.1 | 1151 | 0 | 314 | 0 | 562.2 | 0 | 4672.4 | 3897.8 | 3140 | 0 | 0 | 0.13 | 1 | 1 | 0
WA | 2050 | 180698180 | 972696.2 | 281784 | 1715100.3 | 183667755.5 | 174199428.1 | 153412879.9 | 146854160 | 92645580 | 0.036 | 0.054 | 0.1435 | 91399.93 | 39111.6 | 0.98 | 1 | 10.1 | 0.2 | 0.02 | 1.8 | 54.4 | 0.02 | 10.1 | 3.4 | 13.6 | 0 | 0 | 0 | 0 | 0 | 0 | 0 | 0 | 0 | 0 | 0 | 0 | 0 | 0 | 0 | 0 | 0 | 0 | 305.7 | 15.7 | 2.11 | 28.2 | 1284.4 | 0.16 | 306.8 | 66.5 | 373.3 | 1274103.6 | 24 | 2.4 | 226850.9 | 6845.4 | 2.2 | 1275474.8 | 431442.6 | 1706917.4 | 0 | 17.47 | 18.35 | 0 | 35.82 | 18.57 | 19.85 | 0 | 38.41 | 129216660 | 30254876 | 829160.6 | 175251.2 | 0 | 9841146 | 0 | 0 | 0 | 3493506 | 2830887.2 | 0 | 175668.2 | 0 | 76978744 | 7906249.5 | 0 | 224659.2 | 0 | 1146852 | 25614518 | 0 | 1113.5 | 69.1 | 0 | 0 | 0 | 0 | 3292.7 | 2080.7 | 0 | 10472.5 | 0 | 23212.1 | 1151 | 0 | 314 | 0 | 561.7 | 0 | 7388.5 | 3877.6 | 3140 | 0 | 0 | 0.13 | 0 | 1 | 0
WI | 2024 | 72638790 | 21.3 | 0 | 724778.8 | 73363594.5 | 70027679.7 | 64644902.1 | 68507096 | 53225860 | 0.0359 | 0.054 | 0.183 | 18677.78 | 17683.6 | 0.37 | 0.5 | 401.1 | 31.5 | 4.47 | 27.9 | 1332.5 | 0.23 | 403.3 | 67.7 | 471 | 362 | 31.2 | 4.45 | 22.8 | 1118 | 0.21 | 364.2 | 56.2 | 420.4 | 318.7 | 22 | 3.09 | 23.3 | 1144.3 | 0.16 | 320.2 | 57.5 | 377.7 | 815.7 | 68.2 | 9.87 | 50.5 | 2442.7 | 0.5 | 820.4 | 123.4 | 943.8 | 23105841.8 | 1815.9 | 257.3 | 1610181.5 | 76783.3 | 13.4 | 23230193.6 | 3901990.3 | 27132183.9 | 0 | 30.17 | 4.13 | 0 | 34.3 | 31.97 | 4.49 | 0 | 36.46 | 58032504 | 8718692 | 18 | 1203316.9 | 0 | 0 | 14628734 | 0 | 0 | 191128.6 | 21569316 | 0 | 295063.2 | 0 | 1777080.6 | 9559418 | 280863.6 | 0 | 0 | 5773381 | 2754183 | 0 | 0.1 | 189.2 | 0 | 3765.3 | 0 | 0 | 138.4 | 3487 | 0 | 3168.4 | 0 | 392.7 | 1197.1 | 923.5 | 0 | 0 | 2713.4 | 0 | 886.6 | 0.1 | 0 | 0 | 0 | 0.1 | 0 | 0 | 0
WI | 2026 | 73884020 | 565568.9 | 0 | 898634.8 | 75348216.2 | 71228134.2 | 62314614.2 | 84931510 | 68621250 | 0.0359 | 0.054 | 0.183 | 49650.78 | 18015.7 | 0.44 | 0.59 | 347.5 | 26.9 | 3.81 | 24.8 | 1170.2 | 0.2 | 349.4 | 59.7 | 409.1 | 285.4 | 24 | 3.42 | 18.9 | 901.2 | 0.17 | 287 | 45.8 | 332.8 | 260.3 | 13.7 | 1.86 | 22.9 | 1072.9 | 0.13 | 261.2 | 54.9 | 316.1 | 773.4 | 63.9 | 9.19 | 48.2 | 2377.8 | 0.45 | 777.8 | 119.2 | 897 | 20329294.9 | 1573.2 | 222.5 | 1452376.5 | 68485.5 | 12 | 20436903.9 | 3496511.5 | 23933415.4 | 0 | 28.42 | 10.65 | 0 | 39.07 | 30.17 | 11.65 | 0 | 41.82 | 58976980 | 13033602 | 491417.2 | 1201790.9 | 0 | 0 | 12609424 | 0 | 0 | 325909.2 | 20002162 | 0 | 131350.4 | 0 | 1776708.6 | 9540268 | 190258.3 | 0 | 0 | 9936461 | 2771231.8 | 0 | 370.3 | 189.2 | 0 | 3765.3 | 0 | 0 | 235.4 | 3487 | 0 | 2926 | 0 | 392.7 | 1197.1 | 871.7 | 0 | 0 | 4693.9 | 0 | 894.4 | 1481.1 | 0 | 0 | 0 | 0.1 | 0 | 0 | 0
WI | 2028 | 75511790 | 661880.9 | 0 | 1027828 | 77201500.7 | 72797403 | 63631347.8 | 101566080 | 71370824 | 0.0359 | 0.054 | 0.183 | 61426.82 | 18189.4 | 0.56 | 0.73 | 243.6 | 15.7 | 2.18 | 21.2 | 923.7 | 0.16 | 244.6 | 48.8 | 293.4 | 167 | 12 | 1.68 | 13.7 | 595.5 | 0.11 | 167.8 | 31.5 | 199.3 | 211.8 | 4.9 | 0.55 | 24.3 | 1075.3 | 0.1 | 212.1 | 56.4 | 268.5 | 582.8 | 45.7 | 6.53 | 39.5 | 1877.7 | 0.35 | 585.9 | 95.6 | 681.5 | 11285587.3 | 727.6 | 100.9 | 985533.9 | 42861.3 | 7.3 | 11334800.6 | 2264792.8 | 13599593.5 | 0 | 21.77 | 12.82 | 0 | 34.59 | 23.2 | 14.03 | 0 | 37.22 | 46914540 | 13570154 | 572669.6 | 1102291.2 | 0 | 0 | 5512941.5 | 0 | 0 | 584467.9 | 15195515 | 0 | 78802.7 | 0 | 1679322.8 | 9155939 | 46907.6 | 0 | 0 | 10229398 | 2756286.8 | 0 | 376 | 189.2 | 0 | 3765.3 | 0 | 0 | 420.9 | 3487 | 0 | 2837.6 | 0 | 392.7 | 1197.1 | 682 | 0 | 0 | 4895.3 | 0 | 894.4 | 1503.7 | 0 | 0 | 0 | 0.1 | 0 | 0 | 0
WI | 2030 | 77401190 | 1446295.4 | 0 | 1025710 | 79873200.6 | 74618895.8 | 63895156.1 | 103683830 | 67428110 | 0.0359 | 0.0539 | 0.183 | 70427.17 | 18822.4 | 0.65 | 0.8 | 197.3 | 13.2 | 1.83 | 16.9 | 737.6 | 0.13 | 198.2 | 38.9 | 237.2 | 122.9 | 9 | 1.27 | 10.1 | 434.3 | 0.09 | 123.5 | 23.1 | 146.6 | 213.2 | 7.5 | 0.94 | 22.2 | 1002.6 | 0.1 | 213.6 | 52.1 | 265.8 | 487.6 | 37.7 | 5.36 | 33.3 | 1611.5 | 0.28 | 490.2 | 81.4 | 571.6 | 8442522.7 | 561.4 | 78 | 726452.7 | 31622.4 | 5.7 | 8480545.6 | 1670368.9 | 10150914.5 | 0 | 18.58 | 14.11 | 0 | 32.69 | 19.87 | 15.55 | 0 | 35.43 | 43518850 | 15978045 | 1250767.4 | 558835.6 | 0 | 0 | 4326224.5 | 0 | 0 | 1055146.8 | 11050664 | 0 | 44075.8 | 0 | 1549577.4 | 8760282 | 378.5 | 0 | 0 | 11232652 | 3690245.2 | 0 | 1203.8 | 127.2 | 0 | 3765.3 | 0 | 0 | 758.2 | 3487 | 0 | 2822.6 | 0 | 392.7 | 1197.1 | 176.9 | 0 | 0 | 5392.2 | 0 | 1132 | 3205.6 | 0 | 0 | 0 | 0.1 | 0 | 0 | 0
WI | 2035 | 82384790 | 2232615 | 0 | 950852.6 | 85568256.4 | 79423371.5 | 63982901.1 | 98057200 | 60215176 | 0.0359 | 0.0539 | 0.183 | 90840.66 | 20549.4 | 0.72 | 0.83 | 151.9 | 9.5 | 1.31 | 13.8 | 587.8 | 0.11 | 152.5 | 31.4 | 183.9 | 97.9 | 6.6 | 0.92 | 8.9 | 365.9 | 0.08 | 98.4 | 19.8 | 118.2 | 230.7 | 11.4 | 1.53 | 21 | 979.4 | 0.11 | 231.5 | 50.2 | 281.7 | 449.1 | 34.3 | 4.88 | 31.1 | 1494.1 | 0.26 | 451.4 | 75.7 | 527.1 | 7096075.1 | 442.8 | 61.1 | 649823.9 | 27527.7 | 5.1 | 7125946.6 | 1471534.3 | 8597480.9 | 0 | 16.73 | 18.11 | 0 | 34.84 | 17.98 | 20.11 | 0 | 38.09 | 47603836 | 21585356 | 1887389.2 | 526708.6 | 0 | 0 | 3360954.5 | 0 | 0 | 2358315.2 | 9976532 | 0 | 155346.2 | 0 | 1479404.8 | 8631984 | 160.6 | 0 | 0 | 14374982 | 4852057 | 0 | 1943 | 127.2 | 0 | 3523.1 | 0 | 0 | 1702.7 | 3487 | 0 | 4071.5 | 0 | 392.7 | 1197.1 | 172.4 | 0 | 0 | 6915.2 | 0 | 1446.9 | 5610.6 | 0 | 0 | 0 | 0.1 | 0 | 0 | 0
WI | 2040 | 88097096 | 3194528.8 | 0 | 975554.5 | 92267176 | 84930352.1 | 63588347.9 | 101122900 | 62671692 | 0.0359 | 0.0539 | 0.183 | 88843.18 | 22405.3 | 0.78 | 0.86 | 107.7 | 5.4 | 0.72 | 11.3 | 460.7 | 0.08 | 108.1 | 25.1 | 133.2 | 71.5 | 4 | 0.54 | 7.5 | 294.5 | 0.06 | 71.8 | 16.3 | 88.1 | 243.2 | 13.4 | 1.82 | 21.1 | 991.3 | 0.12 | 244.1 | 50.7 | 294.8 | 384 | 26.5 | 3.73 | 29.1 | 1371.2 | 0.22 | 385.8 | 70.1 | 455.8 | 5652066 | 279.8 | 37.4 | 599297.1 | 24270.8 | 4.3 | 5670612.1 | 1323745.9 | 6994358.1 | 0 | 14.65 | 17.59 | 0 | 32.24 | 15.8 | 19.7 | 0 | 35.5 | 53677130 | 28678828 | 2721563.8 | 482916.8 | 0 | 0 | 1989300.4 | 0 | 0 | 2435258.5 | 9752466 | 0 | 198700.6 | 0 | 1399851.6 | 8453271 | 231.4 | 0 | 0 | 18824696 | 7418873 | 0 | 2930 | 127.2 | 0 | 2962.8 | 0 | 0 | 1824.6 | 3487 | 0 | 4285 | 0 | 392.7 | 1197.1 | 166.9 | 0 | 0 | 9109.7 | 0 | 1946.6 | 7635.4 | 0 | 0 | 0 | 0.1 | 0 | 0 | 0
WI | 2045 | 93146830 | 2241299.2 | 0 | 966965.4 | 96355097.1 | 89798545.5 | 67078331.5 | 100846030 | 61231412 | 0.0359 | 0.0539 | 0.183 | 88004.32 | 23922.7 | 0.73 | 0.85 | 130.4 | 5.7 | 0.75 | 14 | 581.7 | 0.09 | 130.7 | 31.4 | 162.1 | 80.8 | 4 | 0.54 | 8.6 | 346.7 | 0.06 | 81.1 | 18.9 | 100 | 248.4 | 11.8 | 1.57 | 23.6 | 1073.7 | 0.13 | 249.2 | 55.6 | 304.8 | 372.1 | 24.2 | 3.38 | 29.7 | 1379.2 | 0.21 | 373.8 | 70.8 | 444.6 | 7172063.1 | 314 | 41.1 | 773232.3 | 32040.9 | 5 | 7192647.5 | 1729409.4 | 8922056.9 | 0 | 14.47 | 17.77 | 0 | 32.24 | 15.52 | 19.66 | 0 | 35.19 | 56738316 | 29276764 | 1913209.2 | 472951.2 | 0 | 0 | 2087756.2 | 0 | 0 | 2503349.8 | 11556715 | 0 | 1653290.4 | 0 | 1365361.6 | 8412177 | 88.3 | 0 | 0 | 18541562 | 8231853.5 | 0 | 1919.3 | 127.2 | 0 | 2653.3 | 0 | 0 | 1938.6 | 3487 | 0 | 12171.3 | 0 | 392.7 | 1197.1 | 163.7 | 0 | 0 | 9294.9 | 0 | 2131.3 | 5214.3 | 0 | 0 | 0 | 0.1 | 0 | 0 | 0
WI | 2050 | 97816660 | 1445603.6 | 0 | 1083036.6 | 100345297.6 | 94300436.7 | 69854963.9 | 111797930 | 69050450 | 0.0359 | 0.0539 | 0.183 | 86693.82 | 25208.3 | 0.65 | 0.82 | 180.7 | 8.5 | 1.13 | 17.6 | 784.4 | 0.1 | 181.2 | 41 | 222.2 | 99.5 | 5.1 | 0.68 | 9.6 | 420.5 | 0.06 | 99.8 | 22.1 | 122 | 246 | 9.7 | 1.25 | 25.4 | 1126.9 | 0.13 | 246.6 | 59 | 305.6 | 368.5 | 21.7 | 2.99 | 31.2 | 1444.4 | 0.2 | 370 | 74.2 | 444.3 | 10084220.7 | 478.9 | 63.6 | 981126.4 | 43695.1 | 5.5 | 10115854.6 | 2284734 | 12400588.6 | 0 | 14.78 | 17.67 | 0 | 32.44 | 15.78 | 19.36 | 0 | 35.14 | 57750964 | 30490332 | 1239739.2 | 471150.4 | 0 | 0 | 3285336.5 | 0 | 0 | 2628880 | 12430857 | 0 | 4255563 | 0 | 1366620.9 | 4211325.5 | 37.2 | 0 | 0 | 17658622 | 10202832 | 0 | 1286.9 | 127.2 | 0 | 2653.3 | 0 | 0 | 2089.1 | 3487 | 0 | 15911.1 | 0 | 392.7 | 601.2 | 143.2 | 0 | 0 | 9141.8 | 0 | 2629.9 | 3236.4 | 0 | 0 | 0 | 0.1 | 0 | 0 | 0
WV | 2024 | 33428326 | 41653.7 | 0 | 728810.7 | 34198793.3 | 32226261.7 | 31352917.2 | 50932050 | 42092144 | 0.036 | 0.054 | 0.146 | 14284.16 | 6614.7 | 0.15 | 0.26 | 769.5 | 83.3 | 12.06 | 28.6 | 1847.1 | 0.38 | 775.3 | 83.7 | 859 | 538.8 | 48.6 | 6.95 | 30 | 1602.5 | 0.29 | 542.1 | 77.8 | 619.9 | 382.6 | 25.6 | 3.57 | 28.7 | 1403.8 | 0.19 | 384.3 | 70.6 | 454.9 | 765.3 | 59 | 8.49 | 52 | 2441 | 0.47 | 769.4 | 124.8 | 894.2 | 19345858.6 | 2093.1 | 303.3 | 718706.7 | 46445 | 9.5 | 19491021.6 | 2105364 | 21596385.6 | 0 | 31.91 | 2.6 | 0 | 34.51 | 33.79 | 2.81 | 0 | 36.6 | 25346166 | 2845876 | 35939.7 | 24716.3 | 0 | 0 | 17663212 | 0 | 0 | 129835 | 3698439.2 | 0 | 98371.3 | 0 | 979595 | 0 | 16.4 | 0 | 0 | 103103.1 | 2612938 | 0 | 47.5 | 5.4 | 0 | 11280 | 0 | 0 | 96.9 | 524.5 | 0 | 1089.6 | 0 | 237.8 | 0 | 11 | 0 | 0 | 50 | 0 | 878.8 | 95 | 0 | 0 | 0 | 0 | 0 | 0 | 0
WV | 2026 | 33944990 | 41359.2 | 0 | 718222.2 | 34704574.1 | 32724351.4 | 31830407.1 | 53016332 | 42853148 | 0.036 | 0.054 | 0.146 | 45537.29 | 6759.5 | 0.16 | 0.31 | 761.4 | 82.4 | 11.94 | 28.3 | 1827.5 | 0.37 | 767.1 | 82.8 | 849.9 | 499.1 | 44.4 | 6.34 | 28.6 | 1505.1 | 0.27 | 502.2 | 73.5 | 575.7 | 354.7 | 17.6 | 2.36 | 32.1 | 1499.7 | 0.17 | 355.8 | 76.9 | 432.7 | 721.3 | 54.6 | 7.81 | 49.4 | 2371 | 0.41 | 725 | 120.2 | 845.2 | 18509194.9 | 2002.5 | 290.1 | 687722.4 | 44439.2 | 9.1 | 18648073.5 | 2014494 | 20662567.6 | 0 | 30.13 | 8.29 | 0 | 38.42 | 31.9 | 8.95 | 0 | 40.85 | 24545868 | 2874167 | 35215.5 | 24716.3 | 0 | 0 | 16885562 | 0 | 0 | 173656.2 | 3660628.5 | 0 | 86243.8 | 0 | 979312.8 | 0 | 21.8 | 0 | 0 | 101664.7 | 2598846 | 0 | 47.7 | 5.4 | 0 | 11280 | 0 | 0 | 129.8 | 524.5 | 0 | 1089.6 | 0 | 237.8 | 0 | 11 | 0 | 0 | 50 | 0 | 878.8 | 95.3 | 0 | 0 | 0 | 0 | 0 | 0 | 0
WV | 2028 | 34626656 | 29109.9 | 0 | 918206 | 35573972.8 | 33381513 | 32646778.4 | 68346420 | 50379620 | 0.0359 | 0.054 | 0.146 | 57710.36 | 6968.3 | 0.23 | 0.42 | 661.2 | 69.1 | 9.99 | 26.8 | 1664.5 | 0.32 | 665.9 | 76.5 | 742.4 | 368.6 | 28.5 | 4.02 | 25.8 | 1248.7 | 0.21 | 370.5 | 63 | 433.6 | 305 | 6 | 0.62 | 35.8 | 1585.1 | 0.13 | 305.3 | 83.1 | 388.4 | 651 | 45.8 | 6.51 | 47.9 | 2251.8 | 0.37 | 654.1 | 115.1 | 769.2 | 11490091.1 | 1200.6 | 173.5 | 465619.7 | 28931.5 | 5.6 | 11573248.6 | 1329312.3 | 12902560.9 | 0 | 26.84 | 10.53 | 0 | 37.37 | 28.42 | 11.38 | 0 | 39.8 | 17529060 | 2927194.5 | 24818.9 | 24499.1 | 0 | 0 | 10057114 | 0 | 0 | 242115.5 | 3399011.5 | 0 | 81745.2 | 0 | 1014666.9 | 0 | 10.9 | 0 | 0 | 100246.4 | 2584832.5 | 0 | 31.7 | 5.4 | 0 | 11280 | 0 | 0 | 180.8 | 524.5 | 0 | 1089.6 | 0 | 247.8 | 0 | 11 | 0 | 0 | 50 | 0 | 878.8 | 63.6 | 0 | 0 | 0 | 0 | 0 | 0 | 0
WV | 2030 | 35418160 | 75675.5 | 0 | 940873.9 | 36434710 | 34144568.3 | 33314947 | 68231520 | 47414884 | 0.0359 | 0.054 | 0.146 | 69922.98 | 7226.1 | 0.27 | 0.47 | 603.8 | 62.1 | 8.96 | 25.4 | 1553.5 | 0.29 | 608.1 | 71.8 | 679.9 | 321.2 | 23.8 | 3.35 | 23.4 | 1120.2 | 0.19 | 322.8 | 56.8 | 379.7 | 308.6 | 10 | 1.23 | 32.7 | 1480.7 | 0.14 | 309.2 | 76.9 | 386.1 | 606 | 42.2 | 5.94 | 44.7 | 2149.5 | 0.33 | 608.9 | 108.9 | 717.7 | 9282832.8 | 953.6 | 137.7 | 391136.7 | 23893.6 | 4.5 | 9348834.4 | 1104403.6 | 10453238 | 0 | 25.66 | 12.89 | 0 | 38.55 | 27.17 | 13.92 | 0 | 41.09 | 15532754 | 3119763 | 64743 | 23954.5 | 0 | 0 | 7988660 | 0 | 0 | 350840.9 | 3276350.2 | 0 | 62055.5 | 0 | 997226.8 | 0 | 0 | 0 | 0 | 198030.3 | 2570891.8 | 0 | 59 | 5.4 | 0 | 11280 | 0 | 0 | 261.5 | 524.5 | 0 | 1089.6 | 0 | 247.8 | 0 | 0 | 0 | 0 | 95.6 | 0 | 878.8 | 172.7 | 0 | 0 | 0 | 0 | 0 | 0 | 0
WV | 2035 | 37493170 | 49307.1 | 0 | 1243752.9 | 38786226.4 | 36144998.2 | 35565894 | 84473280 | 57794490 | 0.0359 | 0.054 | 0.146 | 87252.78 | 7930.4 | 0.36 | 0.55 | 487 | 47.1 | 6.77 | 23.2 | 1346.3 | 0.24 | 490.2 | 63.4 | 553.6 | 240.8 | 14.9 | 2.05 | 20.4 | 934 | 0.14 | 241.8 | 48.3 | 290.1 | 324.6 | 15.8 | 2.11 | 29.7 | 1389.3 | 0.15 | 325.7 | 71.1 | 396.8 | 554 | 36.4 | 5.11 | 43 | 2026.2 | 0.3 | 556.5 | 103.5 | 660 | 5796923.2 | 561.2 | 80.7 | 275490.9 | 16005.7 | 2.8 | 5835675.1 | 753229.1 | 6588904.2 | 0 | 23.51 | 16.56 | 0 | 40.06 | 24.87 | 17.88 | 0 | 42.75 | 11920556 | 3220332.5 | 42628.5 | 23201.2 | 0 | 0 | 4625324 | 0 | 0 | 630744.8 | 2994434.5 | 0 | 50602.7 | 0 | 964032.4 | 0 | 0 | 0 | 0 | 191195.6 | 2398392 | 0 | 28.9 | 5.4 | 0 | 11280 | 0 | 0 | 471.3 | 524.5 | 0 | 1089.6 | 0 | 247.8 | 0 | 0 | 0 | 0 | 95.6 | 0 | 812.8 | 115.4 | 0 | 0 | 0 | 0 | 0 | 0 | 0
WV | 2040 | 39851680 | 264662.5 | 0 | 1688189.3 | 41804530.1 | 38418736.3 | 38493537.7 | 112596690 | 79574936 | 0.0359 | 0.054 | 0.146 | 82764.41 | 8666.1 | 0.52 | 0.63 | 269.8 | 19.5 | 2.74 | 18.8 | 953.7 | 0.13 | 271.1 | 47.3 | 318.4 | 171.9 | 7.6 | 1 | 17.3 | 761.8 | 0.1 | 172.4 | 40.1 | 212.5 | 340.2 | 18.6 | 2.53 | 29.3 | 1389.9 | 0.16 | 341.4 | 70.7 | 412.2 | 500.1 | 29.8 | 4.13 | 41.5 | 1935 | 0.27 | 502.2 | 99.3 | 601.4 | 2307394.3 | 167.4 | 23.5 | 160670.8 | 8143.6 | 1.1 | 2318791.1 | 403646.1 | 2722437.2 | 0 | 21.36 | 16.25 | 0 | 37.61 | 22.68 | 17.58 | 0 | 40.26 | 8582600 | 3310992.2 | 224471.8 | 21671.9 | 0 | 0 | 1268692 | 0 | 0 | 813060.8 | 2795653.2 | 0 | 48619.2 | 0 | 912499.1 | 0 | 0 | 0 | 0 | 184596.8 | 2313334.8 | 0 | 168.9 | 5.4 | 0 | 10726 | 0 | 0 | 617.5 | 524.5 | 0 | 1100.9 | 0 | 247.8 | 0 | 0 | 0 | 0 | 95.6 | 0 | 664.5 | 675.4 | 0 | 0 | 0 | 0 | 0 | 0 | 0
WV | 2045 | 41836804 | 386903.6 | 0 | 1971826 | 44195531.9 | 40332497 | 39857372 | 126321070 | 92381010 | 0.0359 | 0.054 | 0.146 | 87570.46 | 9239.2 | 0.55 | 0.64 | 243.6 | 16 | 2.22 | 18.5 | 913.5 | 0.11 | 244.7 | 45.8 | 290.4 | 171.4 | 7.6 | 0.99 | 17.2 | 760.5 | 0.1 | 171.9 | 39.9 | 211.8 | 333.3 | 15.6 | 2.07 | 31.5 | 1446.9 | 0.17 | 334.3 | 74.7 | 409 | 497.4 | 29 | 4.01 | 42.4 | 1949.5 | 0.26 | 499.4 | 100.5 | 599.9 | 2388604.2 | 156.4 | 21.7 | 181634.2 | 8965.3 | 1.1 | 2399186.2 | 449103.1 | 2848289.2 | 0 | 21.03 | 17.16 | 0 | 38.19 | 22.36 | 18.78 | 0 | 41.14 | 10146262 | 4338160 | 330071.5 | 21471.6 | 0 | 0 | 1208585.2 | 0 | 0 | 1023002.2 | 2933348.5 | 0 | 401740 | 0 | 912885.8 | 0 | 0 | 0 | 0 | 178225.7 | 3136932 | 0 | 209.6 | 5.4 | 0 | 9073 | 0 | 0 | 788 | 524.5 | 0 | 4991.5 | 0 | 247.8 | 0 | 0 | 0 | 0 | 95.6 | 0 | 878.8 | 974.4 | 0 | 0 | 0 | 0 | 0 | 0 | 0
WV | 2050 | 43639988 | 389069 | 0 | 2088843.1 | 46117901.8 | 42070844.3 | 41692200 | 132279060 | 97350860 | 0.0359 | 0.054 | 0.146 | 86753.81 | 9707.9 | 0.51 | 0.61 | 246.2 | 9.5 | 1.21 | 24.7 | 1133.6 | 0.11 | 246.8 | 58.5 | 305.3 | 175.5 | 5.1 | 0.62 | 19.7 | 860.2 | 0.09 | 175.8 | 45.3 | 221.2 | 323.6 | 11.8 | 1.5 | 33.9 | 1510.9 | 0.17 | 324.3 | 79 | 403.3 | 494.7 | 24.6 | 3.32 | 45.4 | 2080.8 | 0.25 | 496.4 | 107.5 | 603.8 | 2603554.3 | 103.6 | 13.3 | 258592.1 | 11889.7 | 1.2 | 2610275.8 | 613225.7 | 3223501.5 | 0 | 21.8 | 17.1 | 0 | 38.9 | 23.17 | 18.78 | 0 | 41.95 | 11225027 | 4425701.5 | 329946.9 | 21229 | 0 | 0 | 599104.1 | 0 | 0 | 1239738.8 | 3074410.5 | 0 | 1869701.4 | 0 | 904933.3 | 0 | 0 | 0 | 0 | 172074.5 | 3013888.5 | 0 | 209.7 | 5.4 | 0 | 2139 | 0 | 0 | 968.6 | 524.5 | 0 | 11804.7 | 0 | 247.8 | 0 | 0 | 0 | 0 | 95.6 | 0 | 822.6 | 974.8 | 0 | 0 | 0 | 0 | 0 | 0 | 0
WY | 2024 | 20996414 | 0 | 0 | 477158.5 | 21473571.9 | 20241393.7 | 11527827.6 | 13467738 | 35465444 | 0.036 | 0.054 | 0.1435 | 0 | 3599.7 | 0.25 | 0.31 | 791.8 | 90.7 | 13.19 | 24.8 | 1741.6 | 0.39 | 798.1 | 76.8 | 875 | 756.1 | 86.5 | 12.58 | 23.8 | 1665.1 | 0.37 | 762.1 | 73.5 | 835.6 | 317.7 | 13.5 | 1.76 | 30.7 | 1422.9 | 0.14 | 318.5 | 73.2 | 391.7 | 765.1 | 65.9 | 9.41 | 44.4 | 2344.9 | 0.39 | 769.6 | 114.4 | 884 | 34304953.5 | 3929.7 | 571.4 | 1075782.5 | 75453.6 | 17 | 34578052.1 | 3328941.5 | 37906993.6 | 0 | 27.8 | 0 | 0 | 27.8 | 29.39 | 0 | 0 | 29.39 | 43630948 | 9945744 | 0 | 0 | 0 | 0 | 32044596 | 0 | 0 | 18415.5 | 599561.7 | 0 | 0 | 0 | 1041047.2 | 0 | 0 | 0 | 0 | 205902.3 | 9721426 | 0 | 0 | 0 | 0 | 5905 | 0 | 0 | 11.5 | 94 | 0 | 0 | 0 | 307.1 | 0 | 0 | 0 | 0 | 92 | 0 | 2782.1 | 0 | 0 | 0 | 0 | 0 | 0 | 0 | 0
WY | 2026 | 21540424 | 0 | 0 | 693467.3 | 22233891.2 | 20765844.3 | -242705.8 | 19151434 | 48614300 | 0.036 | 0.054 | 0.1435 | 7459.43 | 3751.2 | 0.45 | 0.46 | 573.4 | 65.7 | 9.55 | 18 | 1262 | 0.28 | 578 | 55.7 | 633.7 | 578.5 | 66.2 | 9.62 | 18.2 | 1275.3 | 0.29 | 583.1 | 56.3 | 639.5 | 247 | 13.5 | 1.84 | 21.1 | 1010 | 0.11 | 247.9 | 51.3 | 299.2 | 673.4 | 54.3 | 7.71 | 42.5 | 2186.3 | 0.34 | 677.1 | 107.8 | 784.9 | 29543226.4 | 3383 | 491.9 | 927542 | 65018.1 | 14.6 | 29778331.4 | 2869077.3 | 32647408.6 | 0 | 25.93 | 1.15 | 0 | 27.08 | 27.43 | 1.24 | 0 | 28.68 | 51904120 | 22476596 | 0 | 0 | 0 | 0 | 27831196 | 0 | 0 | 28372.6 | 556561 | 0 | 0 | 0 | 1039766.7 | 0 | 0 | 0 | 0 | 203029.7 | 22245194 | 0 | 0 | 0 | 0 | 5335.8 | 0 | 0 | 17.8 | 94 | 0 | 0 | 0 | 307.1 | 0 | 0 | 0 | 0 | 92 | 0 | 5782.1 | 0 | 0 | 0 | 0 | 0 | 0 | 0 | 0
WY | 2028 | 22192924 | 17206.1 | 0 | 1094329.1 | 23304458.8 | 21394886.1 | -4021566.6 | 37631588 | 61841920 | 0.036 | 0.054 | 0.1435 | 56139.2 | 3904.5 | 0.59 | 0.66 | 424.4 | 48.6 | 7.07 | 13.3 | 933.1 | 0.21 | 427.8 | 41.2 | 469 | 363.8 | 41.6 | 6.04 | 11.5 | 803.7 | 0.18 | 366.7 | 35.5 | 402.2 | 176.4 | 11.5 | 1.59 | 13.5 | 664.9 | 0.08 | 177.2 | 33.3 | 210.5 | 632.5 | 55.8 | 7.98 | 35.8 | 1903.5 | 0.32 | 636.3 | 92.6 | 728.9 | 20052440.7 | 2297.6 | 334.1 | 628327.1 | 44087.6 | 9.9 | 20212116.5 | 1944851.3 | 22156967.8 | 0 | 21.05 | 8.47 | 0 | 29.52 | 22.31 | 9.21 | 0 | 31.52 | 47727076 | 27326026 | 14616.4 | 0 | 0 | 0 | 19018680 | 0 | 0 | 41621.2 | 339338.8 | 0 | 0 | 0 | 1028412.6 | 0 | 0 | 0 | 0 | 200197.3 | 27084204 | 0 | 12.3 | 0 | 0 | 5115.7 | 0 | 0 | 26.2 | 94 | 0 | 0 | 0 | 307.1 | 0 | 0 | 0 | 0 | 92 | 0 | 6938.8 | 49.2 | 0 | 0 | 0 | 0 | 0 | 0 | 0
WY | 2030 | 22950594 | 117310.7 | 0 | 1367375 | 24435280.7 | 22125320.9 | -11415199 | 47554244 | 73668776 | 0.036 | 0.054 | 0.1435 | 61038.74 | 4091.4 | 0.73 | 0.78 | 286.5 | 32.9 | 4.78 | 8.9 | 628.2 | 0.14 | 288.8 | 27.7 | 316.5 | 237.2 | 27.1 | 3.95 | 7.5 | 522.7 | 0.12 | 239.1 | 23.1 | 262.2 | 141.9 | 7.3 | 0.99 | 12.6 | 594.7 | 0.07 | 142.4 | 30.3 | 172.8 | 513.7 | 47.5 | 6.82 | 27.3 | 1481.5 | 0.27 | 516.9 | 71.5 | 588.4 | 14362534.6 | 1648.4 | 239.7 | 447558.2 | 31491.1 | 7.1 | 14477098.9 | 1387936.9 | 15865035.9 | 0 | 16.86 | 8.87 | 0 | 25.73 | 17.98 | 9.67 | 0 | 27.65 | 50792016 | 35850480 | 100345.5 | 0 | 0 | 0 | 13662566 | 0 | 0 | 59887.9 | 161960.8 | 0 | 0 | 0 | 1016661.9 | 0 | 0 | 0 | 0 | 197404.3 | 35593188 | 0 | 73.5 | 0 | 0 | 5115.7 | 0 | 0 | 38.1 | 94 | 0 | 0 | 0 | 307.1 | 0 | 0 | 0 | 0 | 92 | 0 | 9007.2 | 294.1 | 0 | 0 | 0 | 0 | 0 | 0 | 0
WY | 2035 | 25075690 | 264338.5 | 0 | 1588943.4 | 26928972.6 | 24174029.3 | -31211666.2 | 47599612 | 91538330 | 0.0359 | 0.054 | 0.1435 | 86891.73 | 4625.4 | 0.83 | 0.84 | 176.6 | 20.3 | 2.95 | 5.5 | 386.3 | 0.09 | 178 | 17 | 195 | 168.6 | 19.3 | 2.81 | 5.3 | 370 | 0.08 | 169.9 | 16.3 | 186.2 | 159.1 | 6.2 | 0.8 | 16 | 729.9 | 0.07 | 159.5 | 37.7 | 197.2 | 382 | 34.7 | 4.98 | 20.9 | 1122 | 0.2 | 384.4 | 54.3 | 438.8 | 12385396.7 | 1423.4 | 207 | 384192.1 | 27094.8 | 6.1 | 12484329.5 | 1193292.6 | 13677622 | 0 | 12.25 | 12.87 | 0 | 25.12 | 13.11 | 14.08 | 0 | 27.19 | 71221420 | 58140640 | 224438.1 | 0 | 0 | 0 | 11834911 | 0 | 0 | 100199.4 | 84374.7 | 0 | 0 | 0 | 937057.9 | 0 | 0 | 0 | 0 | 190379 | 57850060 | 0 | 153.9 | 0 | 0 | 5115.7 | 0 | 0 | 65.5 | 94 | 0 | 0 | 0 | 307.1 | 0 | 0 | 0 | 0 | 92 | 0 | 14831.5 | 648.3 | 0 | 0 | 0 | 0 | 0 | 0 | 0
WY | 2040 | 27620006 | 558608 | 0 | 1713088.1 | 29891703.5 | 26626883.7 | -40834584.4 | 49897124 | 100085930 | 0.0359 | 0.054 | 0.1435 | 85567.87 | 5290.1 | 0.9 | 0.89 | 109.8 | 12.6 | 1.84 | 3.4 | 240 | 0.05 | 110.6 | 10.6 | 121.2 | 112.7 | 12.9 | 1.88 | 3.5 | 247.3 | 0.06 | 113.6 | 10.9 | 124.5 | 190.4 | 7.5 | 0.96 | 19.1 | 873.2 | 0.09 | 190.9 | 45.2 | 236 | 329.2 | 29.8 | 4.27 | 18.1 | 969.3 | 0.17 | 331.3 | 47 | 378.3 | 8660767.8 | 995.6 | 144.8 | 268413.6 | 18938.2 | 4.3 | 8729968 | 833944.1 | 9563912.1 | 0 | 10.19 | 12.96 | 0 | 23.15 | 10.95 | 14.31 | 0 | 25.26 | 80485770 | 70726290 | 478202.4 | 0 | 0 | 0 | 8368886.5 | 0 | 0 | 147816.3 | 49386 | 0 | 0 | 0 | 863009.2 | 0 | 0 | 0 | 0 | 181684.6 | 70396780 | 0 | 481.8 | 0 | 0 | 4889.5 | 0 | 0 | 97.9 | 94 | 0 | 0 | 0 | 307.1 | 0 | 0 | 0 | 0 | 92 | 0 | 18418 | 1378.8 | 0 | 0 | 0 | 0 | 0 | 0 | 0
WY | 2045 | 30081820 | 909584.6 | 0 | 1976943.4 | 32968348.9 | 29000188 | -64421804.9 | 52669630 | 123043600 | 0.0359 | 0.054 | 0.1435 | 87740.42 | 5856.5 | 0.95 | 0.95 | 50.1 | 5.8 | 0.84 | 1.5 | 109.5 | 0.02 | 50.5 | 4.8 | 55.3 | 57.9 | 6.6 | 0.97 | 1.8 | 126.9 | 0.03 | 58.4 | 5.6 | 64 | 189.4 | 8.1 | 1.05 | 18.5 | 848.4 | 0.09 | 189.9 | 43.8 | 233.7 | 233.5 | 21.1 | 3.03 | 12.9 | 686.9 | 0.12 | 235 | 33.5 | 268.4 | 5084790.7 | 585 | 85.1 | 157201 | 11105.2 | 2.5 | 5125449.2 | 488825.6 | 5614274.8 | 0 | 7.2 | 13.13 | 0 | 20.33 | 7.76 | 14.67 | 0 | 22.42 | 103967770 | 97390150 | 778059.8 | 0 | 0 | 0 | 4978815 | 0 | 0 | 206666.1 | 17038.4 | 0 | 0 | 0 | 803701.9 | 0 | 0 | 0 | 0 | 175307.6 | 97008184 | 0 | 835.9 | 0 | 0 | 4688.5 | 0 | 0 | 140.1 | 94 | 0 | 0 | 0 | 307.1 | 0 | 0 | 0 | 0 | 92 | 0 | 32770.9 | 2556.4 | 0 | 0 | 0 | 0 | 0 | 0 | 0
WY | 2050 | 32508412 | 918118.5 | 0 | 2021201.1 | 35447733.4 | 31339520.8 | -68145207.5 | 54180890 | 127417540 | 0.0359 | 0.054 | 0.1435 | 89351.97 | 6372.5 | 0.96 | 0.95 | 38.4 | 4.4 | 0.64 | 1.2 | 84.1 | 0.02 | 38.7 | 3.7 | 42.4 | 48.9 | 5.6 | 0.81 | 1.5 | 108 | 0.02 | 49.3 | 4.8 | 54 | 203.2 | 9.4 | 1.24 | 19.2 | 886.7 | 0.1 | 203.8 | 45.6 | 249.4 | 225.3 | 18.1 | 2.57 | 14.5 | 736.8 | 0.12 | 226.5 | 36.4 | 263 | 4107030.3 | 471.5 | 68.6 | 127827.5 | 8999.7 | 2 | 4139802.7 | 396572.9 | 4536375.7 | 0 | 7.94 | 13.56 | 0 | 21.5 | 8.55 | 15.15 | 0 | 23.7 | 109294616 | 103592940 | 773885 | 0 | 0 | 0 | 4067084.5 | 0 | 0 | 270323.8 | 39461.7 | 0 | 1072.3 | 0 | 820169.4 | 0 | 0 | 0 | 0 | 178270.7 | 103144344 | 0 | 804.8 | 0 | 0 | 3144.6 | 0 | 0 | 193.1 | 94 | 0 | 94.8 | 0 | 307.1 | 0 | 0 | 0 | 0 | 65.7 | 0 | 33654.5 | 2396.7 | 0 | 0 | 0 | 0 | 0 | 0 | 0

## calcs
[5 empty] | Total international imports | Total international exports | [5 empty] | Industrial and commercial generation subtotal
[5 empty] | Net interstate imports | Net interstate exports | [5 empty] | Direct use
|  | CAMBIUM | CAMBIUM | CAMBIUM | EIA | EIA | EIA |  |  | CAMBIUM EIA CALCS |  |  | FINAL
| 2024 | imports | exports | net import/export | EIA net importer | EIA net exporter | net import/export | CAMBIUM/EIA AGREE? | USE EIA? | IMPORT CALCS | EXPORT CALCS | CHP Adjustment | IMPORT | EXPORT
Alabama | AL | 7001347 | 57492184 | EXPORTER | 0 | 47230739 | EXPORTER | TRUE | TRUE | 7001347 | 54232086 | 0 | 0 | 47230739
Alaska | AK | 0 | 0 | IMPORTER | 0 | 0 | IMPORTER | TRUE | TRUE | 0 | 0 | 0 | 0 | 0
Arizona | AZ | 31149532 | 72940160 | EXPORTER | 0 | 22825079 | EXPORTER | TRUE | TRUE | 31149532 | 53974611 | 0 | 0 | 22825079
Arkansas | AR | 48007376 | 44824250 | IMPORTER | 0 | 8613908 | EXPORTER | FALSE | TRUE | 0 | 8613908 | 0 | 0 | 8613908
California | CA | 109195120 | 45540468 | IMPORTER | 77638443 | 1233980 | IMPORTER | TRUE | TRUE | 123178911 | 45540468 | 0 | 77638443 | 1233980
Colorado | CO | 32434150 | 19356276 | IMPORTER | 2600224 | 0 | IMPORTER | TRUE | TRUE | 21956500 | 19356276 | 0 | 2600224 | 0
Connecticut | CT | 328162.6 | 11822086 | EXPORTER | 0 | 13974993 | EXPORTER | TRUE | TRUE | 328162.6 | 14303155.6 | 0 | 0 | 13974993
Delaware | DE | 10484592 | 4323573 | IMPORTER | 8517519 | 0 | IMPORTER | TRUE | TRUE | 12841092 | 4323573 | 0 | 8517519 | 0
Florida | FL | 48279480 | 36302692 | IMPORTER | 12987138 | 0 | IMPORTER | TRUE | TRUE | 49289830 | 36302692 | 0 | 12987138 | 0
Georgia | GA | 60218696 | 23211710 | IMPORTER | 25602863 | 0 | IMPORTER | TRUE | TRUE | 48814573 | 23211710 | 0 | 25602863 | 0
Hawaii | HI | 0 | 0 | IMPORTER | 0 | 0 | IMPORTER | TRUE | TRUE | 0 | 0 | 0 | 0 | 0
Idaho | ID | 34077976 | 23304760 | IMPORTER | 10428327 | 0 | IMPORTER | TRUE | TRUE | 33733087 | 23304760 | 0 | 10428327 | 0
Illinois | IL | 117136620 | 147799410 | EXPORTER | 0 | 34602295 | EXPORTER | TRUE | TRUE | 117136620 | 151738915 | 0 | 0 | 34602295
Indiana | IN | 103704470 | 68331784 | IMPORTER | 18310966 | 0 | IMPORTER | TRUE | TRUE | 86642750 | 68331784 | 0 | 18310966 | 0
Iowa | IA | 75812840 | 102469016 | EXPORTER | 0 | 9314891 | EXPORTER | TRUE | TRUE | 75812840 | 85127731 | 0 | 0 | 9314891
Kansas | KS | 22417458 | 35497240 | EXPORTER | 0 | 13717698 | EXPORTER | TRUE | TRUE | 22417458 | 36135156 | 0 | 0 | 13717698
Kentucky | KY | 63268000 | 30659604 | IMPORTER | 8952800 | 0 | IMPORTER | TRUE | TRUE | 39612404 | 30659604 | 0 | 8952800 | 0
Louisiana | LA | 29459098 | 16557002 | IMPORTER | 16593779 | 0 | IMPORTER | TRUE | TRUE | 33150781 | 16557002 | 0 | 16593779 | 0
Maine | ME | 3816166 | 291928.4 | IMPORTER | 3130908 | 45143 | IMPORTER | TRUE | TRUE | 3422836.4 | 291928.4 | 0 | 3130908 | 45143
Maryland | MD | 46904550 | 18292702 | IMPORTER | 24392022 | 0 | IMPORTER | TRUE | TRUE | 42684724 | 18292702 | 0 | 24392022 | 0
Massachusetts | MA | 32382604 | 1813008.4 | IMPORTER | 34760276 | 0 | IMPORTER | TRUE | TRUE | 36573284.4 | 1813008.4 | 0 | 34760276 | 0
Michigan | MI | 23427153.8 | 26307906 | EXPORTER | 5282204 | 13267728 | EXPORTER | TRUE | TRUE | 23427153.8 | 36694881.8 | 0 | 5282204 | 13267728
Minnesota | MN | 69679545 | 68735260 | IMPORTER | 13010953 | 659904 | IMPORTER | TRUE | TRUE | 81746213 | 68735260 | 0 | 13010953 | 659904
Mississippi | MS | 23281996 | 17253144 | IMPORTER | 0 | 15330151 | EXPORTER | FALSE | TRUE | 0 | 15330151 | 0 | 0 | 15330151
Missouri | MO | 88500260 | 82016380 | IMPORTER | 5266398 | 0 | IMPORTER | TRUE | TRUE | 87282778 | 82016380 | 0 | 5266398 | 0
Montana | MT | 18236575.4 | 26944262 | EXPORTER | 53636 | 9211716 | EXPORTER | TRUE | TRUE | 18236575.4 | 27448291.4 | 0 | 53636 | 9211716
Nebraska | NE | 22227818 | 39763480 | EXPORTER | 0 | 3400152 | EXPORTER | TRUE | TRUE | 22227818 | 25627970 | 0 | 0 | 3400152
Nevada | NV | 25341504 | 21446326 | IMPORTER | 0 | 527100 | EXPORTER | FALSE | TRUE | 0 | 527100 | 0 | 0 | 527100
New Hampshire | NH | 8778659 | 13843795 | EXPORTER | 0 | 5644666 | EXPORTER | TRUE | TRUE | 8778659 | 14423325 | 0 | 0 | 5644666
New Jersey | NJ | 20743186 | 18762830 | IMPORTER | 16604649 | 0 | IMPORTER | TRUE | TRUE | 35367479 | 18762830 | 0 | 16604649 | 0
New Mexico | NM | 24895854 | 30020412 | EXPORTER | 0 | 8229984 | EXPORTER | TRUE | TRUE | 24895854 | 33125838 | 0 | 0 | 8229984
New York | NY | 41209982 | 13722966 | IMPORTER | 27919146 | 1750163 | IMPORTER | TRUE | TRUE | 41642112 | 13722966 | 0 | 27919146 | 1750163
North Carolina | NC | 40042748 | 21927466 | IMPORTER | 15014573 | 0 | IMPORTER | TRUE | TRUE | 36942039 | 21927466 | 0 | 15014573 | 0
North Dakota | ND | 19023486.5 | 28949594 | EXPORTER | 2982525 | 21752698 | EXPORTER | TRUE | TRUE | 19023486.5 | 40776184.5 | 0 | 2982525 | 21752698
Ohio | OH | 59616756 | 47608156 | IMPORTER | 30782466 | 0 | IMPORTER | TRUE | TRUE | 78390622 | 47608156 | 0 | 30782466 | 0
Oklahoma | OK | 29385446 | 72480580 | EXPORTER | 0 | 11919968 | EXPORTER | TRUE | TRUE | 29385446 | 41305414 | 0 | 0 | 11919968
Oregon | OR | 59785850 | 61248250 | EXPORTER | 0 | 3515910 | EXPORTER | TRUE | TRUE | 59785850 | 63301760 | 0 | 0 | 3515910
Pennsylvania | PA | 24911482 | 96271670 | EXPORTER | 0 | 84594859 | EXPORTER | TRUE | TRUE | 24911482 | 109506341 | 0 | 0 | 84594859
Rhode Island | RI | 6158901.5 | 4930804 | IMPORTER | 0 | 1330952 | EXPORTER | FALSE | TRUE | 0 | 1330952 | 0 | 0 | 1330952
South Carolina | SC | 25458424 | 21783330 | IMPORTER | 0 | 11884926 | EXPORTER | FALSE | TRUE | 0 | 11884926 | 0 | 0 | 11884926
South Dakota | SD | 8487187 | 14232429 | EXPORTER | 0 | 3529188 | EXPORTER | TRUE | TRUE | 8487187 | 12016375 | 0 | 0 | 3529188
Tennessee | TN | 45261704 | 20776046 | IMPORTER | 28450920 | 0 | IMPORTER | TRUE | TRUE | 49226966 | 20776046 | 0 | 28450920 | 0
Texas | TX | 285643400 | 296760700 | EXPORTER | 15365861 | 2550576 | IMPORTER | FALSE | TRUE | 15365861 | 2550576 | 0 | 15365861 | 2550576
Utah | UT | 18161794 | 16343501 | IMPORTER | 0 | 7515602 | EXPORTER | FALSE | TRUE | 0 | 7515602 | 0 | 0 | 7515602
Vermont | VT | 24088903.2 | 21431764 | IMPORTER | 13906190 | 10304519 | IMPORTER | TRUE | TRUE | 35337954 | 21431764 | 0 | 13906190 | 10304519
Virginia | VA | 50391864 | 33529628 | IMPORTER | 41102159 | 0 | IMPORTER | TRUE | TRUE | 74631787 | 33529628 | 0 | 41102159 | 0
Washington | WA | 94799447 | 93715930 | IMPORTER | 5333712 | 22381079 | EXPORTER | FALSE | TRUE | 5333712 | 22381079 | 0 | 5333712 | 22381079
West Virginia | WV | 50932050 | 42092144 | IMPORTER | 0 | 30527357 | EXPORTER | FALSE | TRUE | 0 | 30527357 | 0 | 0 | 30527357
Wisconsin | WI | 68507096 | 53225860 | IMPORTER | 10499729 | 0 | IMPORTER | TRUE | TRUE | 63725589 | 53225860 | 0 | 10499729 | 0
Wyoming | WY | 13467738 | 35465444 | EXPORTER | 0 | 25354948 | EXPORTER | TRUE | TRUE | 13467738 | 38822686 | 0 | 0 | 25354948

## state specific adjustments
WV is expected to see the majority of their capacity retired due to 111 coal power plant standards. We assume that the coal retirements in-state lead to a reduction in state exports
ND is adjusted for coal plant retirements
|  | 2020 | 2021 | 2022 | 2023 | 2024 | 2025 | 2026 | 2027 | 2028 | 2029 | 2030 | 2031 | 2032 | 2033 | 2034 | 2035 | 2036 | 2037 | 2038 | 2039 | 2040 | 2041 | 2042 | 2043 | 2044 | 2045 | 2046 | 2047 | 2048 | 2049 | 2050
| ND | 1 | 1 | 0.97371 | 0.97388 | 0.94159 | 0.92515 | 0.91131 | 0.89095 | 0.67426 | 0.66196 | 0.55402 | 0.52338 | 0.51957 | 0.5138 | 0.50899 | 0.49829 | 0.49171 | 0.48384 | 0.47508 | 0.46607 | 0.45719 | 0.44891 | 0.56202 | 0.72415 | 0.80472 | 0.81243 | 0.80539 | 0.80005 | 0.79424 | 0.78967 | 0.7833
| WV | 1 | 1 | 1 | 1 | 1 | 1 | 1 | 1 | 0 | 0 | 0 | 0 | 0 | 0 | 0 | 0 | 0 | 0 | 0 | 0 | 0 | 0 | 0 | 0 | 0 | 0 | 0 | 0 | 0 | 0 | 0

## Imports_new
| Mexico | Canada |  | 0.04282
Tennessee | FALSE | FALSE
| 2020 | 2021 | 2022 | 2023 | 2024 | 2025 | 2026 | 2027 | 2028 | 2029 | 2030 | 2031 | 2032 | 2033 | 2034 | 2035 | 2036 | 2037 | 2038 | 2039 | 2040 | 2041 | 2042 | 2043 | 2044 | 2045 | 2046 | 2047 | 2048 | 2049 | 2050
Net interstate imports | 28450920 | 28450920 | 28450920 | 28450920 | 28450920 | 28450920 | 28450920 | 28450920 | 28450920 | 28450920 | 28450920 | 28450920 | 28450920 | 28450920 | 28450920 | 28450920 | 28450920 | 28450920 | 28450920 | 28450920 | 28450920 | 28450920 | 28450920 | 28450920 | 28450920 | 28450920 | 28450920 | 28450920 | 28450920 | 28450920 | 28450920
Total international imports | 0 | 0 | 0 | 0 | 0 | 0 | 0 | 0 | 0 | 0 | 0 | 0 | 0 | 0 | 0 | 0 | 0 | 0 | 0 | 0 | 0 | 0 | 0 | 0 | 0 | 0 | 0 | 0 | 0 | 0 | 0
FINAL SUMMARY
Imported Electricity (MW*hour) | 2020 | 2021 | 2022 | 2023 | 2024 | 2025 | 2026 | 2027 | 2028 | 2029 | 2030 | 2031 | 2032 | 2033 | 2034 | 2035 | 2036 | 2037 | 2038 | 2039 | 2040 | 2041 | 2042 | 2043 | 2044 | 2045 | 2046 | 2047 | 2048 | 2049 | 2050
hard coal | 14423799.7015 | 14423799.7015 | 14423799.7015 | 13446598.1028 | 12890780.8215 | 12494857.8767 | 12130397.3792 | 11513595.1608 | 7553435.8839 | 7301835.2594 | 6784618.5778 | 6784618.5778 | 6784618.5778 | 6784618.5778 | 6784618.5778 | 6784618.5778 | 6784618.5778 | 6784618.5778 | 6784618.5778 | 6784618.5778 | 6784618.5778 | 6784618.5778 | 6784618.5778 | 6784618.5778 | 6784618.5778 | 6784618.5778 | 6784618.5778 | 6784618.5778 | 6784618.5778 | 6784618.5778 | 6784618.5778
natural gas steam turbine | 7531396.3366 | 7531396.3366 | 7531396.3366 | 8181627.683 | 8629853.787 | 8502075.2156 | 8218407.1618 | 7838503.7169 | 5619432.4401 | 5033679.8277 | 3886221.5278 | 3886221.5278 | 3886221.5278 | 3886221.5278 | 3886221.5278 | 3886221.5278 | 3886221.5278 | 3886221.5278 | 3886221.5278 | 3886221.5278 | 3886221.5278 | 3886221.5278 | 3886221.5278 | 3886221.5278 | 3886221.5278 | 3886221.5278 | 3886221.5278 | 3886221.5278 | 3886221.5278 | 3886221.5278 | 3886221.5278
natural gas combined cycle | 0 | 0 | 0 | 0 | 0 | 0 | 0 | 0 | 0 | 0 | 0 | 0 | 0 | 0 | 0 | 0 | 0 | 0 | 0 | 0 | 0 | 0 | 0 | 0 | 0 | 0 | 0 | 0 | 0 | 0 | 0
nuclear | 4333212.1822 | 4333212.1822 | 4333212.1822 | 4450897.4486 | 4499403.5232 | 4649924.4287 | 4733848.3358 | 4776293.8819 | 5088042.4906 | 4955166.1465 | 4683998.7575 | 4683998.7575 | 4683998.7575 | 4683998.7575 | 4683998.7575 | 4683998.7575 | 4683998.7575 | 4683998.7575 | 4683998.7575 | 4683998.7575 | 4683998.7575 | 4683998.7575 | 4683998.7575 | 4683998.7575 | 4683998.7575 | 4683998.7575 | 4683998.7575 | 4683998.7575 | 4683998.7575 | 4683998.7575 | 4683998.7575
hydro | 1280078.5234 | 1280078.5234 | 1280078.5234 | 1310332.0889 | 1346996.3963 | 1395249.1538 | 1423471.1221 | 1466743.5199 | 1185640.9427 | 1158771.5783 | 1124166.4043 | 1124166.4043 | 1124166.4043 | 1124166.4043 | 1124166.4043 | 1124166.4043 | 1124166.4043 | 1124166.4043 | 1124166.4043 | 1124166.4043 | 1124166.4043 | 1124166.4043 | 1124166.4043 | 1124166.4043 | 1124166.4043 | 1124166.4043 | 1124166.4043 | 1124166.4043 | 1124166.4043 | 1124166.4043 | 1124166.4043
onshore wind | 86397.4965 | 86397.4965 | 86397.4965 | 89333.4077 | 94428.3427 | 191208.3126 | 250928.0468 | 270660.9427 | 381994.3615 | 435737.6431 | 1061654.7316 | 1061654.7316 | 1061654.7316 | 1061654.7316 | 1061654.7316 | 1061654.7316 | 1061654.7316 | 1061654.7316 | 1061654.7316 | 1061654.7316 | 1061654.7316 | 1061654.7316 | 1061654.7316 | 1061654.7316 | 1061654.7316 | 1061654.7316 | 1061654.7316 | 1061654.7316 | 1061654.7316 | 1061654.7316 | 1061654.7316
solar PV | 662931.2001 | 662931.2001 | 662931.2001 | 879598.6793 | 920221.6527 | 1147477.5903 | 1560153.5929 | 2333634.2851 | 8291814.9126 | 9085794.9346 | 10441220.7137 | 10441220.7137 | 10441220.7137 | 10441220.7137 | 10441220.7137 | 10441220.7137 | 10441220.7137 | 10441220.7137 | 10441220.7137 | 10441220.7137 | 10441220.7137 | 10441220.7137 | 10441220.7137 | 10441220.7137 | 10441220.7137 | 10441220.7137 | 10441220.7137 | 10441220.7137 | 10441220.7137 | 10441220.7137 | 10441220.7137
solar thermal | 0 | 0 | 0 | 0 | 0 | 0 | 0 | 0 | 0 | 0 | 0 | 0 | 0 | 0 | 0 | 0 | 0 | 0 | 0 | 0 | 0 | 0 | 0 | 0 | 0 | 0 | 0 | 0 | 0 | 0 | 0
biomass | 52848.2916 | 52848.2916 | 52848.2916 | 47848.4032 | 44507.0964 | 45051.9835 | 45671.3407 | 45950.3112 | 39363.7016 | 38261.2718 | 35963.4982 | 35963.4982 | 35963.4982 | 35963.4982 | 35963.4982 | 35963.4982 | 35963.4982 | 35963.4982 | 35963.4982 | 35963.4982 | 35963.4982 | 35963.4982 | 35963.4982 | 35963.4982 | 35963.4982 | 35963.4982 | 35963.4982 | 35963.4982 | 35963.4982 | 35963.4982 | 35963.4982
geothermal | 0 | 0 | 0 | 0 | 0 | 0 | 0 | 0 | 0 | 0 | 0 | 0 | 0 | 0 | 0 | 0 | 0 | 0 | 0 | 0 | 0 | 0 | 0 | 0 | 0 | 0 | 0 | 0 | 0 | 0 | 0
petroleum | 80209.9514 | 80209.9514 | 80209.9514 | 44551.4277 | 14146.6331 | 8942.3915 | 10029.8863 | 10374.6967 | 17651.9133 | 13818.6957 | 17566.2896 | 17566.2896 | 17566.2896 | 17566.2896 | 17566.2896 | 17566.2896 | 17566.2896 | 17566.2896 | 17566.2896 | 17566.2896 | 17566.2896 | 17566.2896 | 17566.2896 | 17566.2896 | 17566.2896 | 17566.2896 | 17566.2896 | 17566.2896 | 17566.2896 | 17566.2896 | 17566.2896
natural gas peaker | 0 | 0 | 0 | 0 | 0 | 0 | 0 | 0 | 0 | 0 | 0 | 0 | 0 | 0 | 0 | 0 | 0 | 0 | 0 | 0 | 0 | 0 | 0 | 0 | 0 | 0 | 0 | 0 | 0 | 0 | 0
lignite | 0 | 0 | 0 | 0 | 0 | 0 | 0 | 0 | 0 | 0 | 0 | 0 | 0 | 0 | 0 | 0 | 0 | 0 | 0 | 0 | 0 | 0 | 0 | 0 | 0 | 0 | 0 | 0 | 0 | 0 | 0
offshore wind | 46.3168 | 46.3168 | 46.3168 | 132.7586 | 10581.747 | 16133.0473 | 78013.1343 | 195163.4848 | 273543.3538 | 427854.6428 | 415509.4994 | 415509.4994 | 415509.4994 | 415509.4994 | 415509.4994 | 415509.4994 | 415509.4994 | 415509.4994 | 415509.4994 | 415509.4994 | 415509.4994 | 415509.4994 | 415509.4994 | 415509.4994 | 415509.4994 | 415509.4994 | 415509.4994 | 415509.4994 | 415509.4994 | 415509.4994 | 415509.4994
crude oil | 0 | 0 | 0 | 0 | 0 | 0 | 0 | 0 | 0 | 0 | 0 | 0 | 0 | 0 | 0 | 0 | 0 | 0 | 0 | 0 | 0 | 0 | 0 | 0 | 0 | 0 | 0 | 0 | 0 | 0 | 0
heavy or residual fuel oil | 0 | 0 | 0 | 0 | 0 | 0 | 0 | 0 | 0 | 0 | 0 | 0 | 0 | 0 | 0 | 0 | 0 | 0 | 0 | 0 | 0 | 0 | 0 | 0 | 0 | 0 | 0 | 0 | 0 | 0 | 0
municipal solid waste | 0 | 0 | 0 | 0 | 0 | 0 | 0 | 0 | 0 | 0 | 0 | 0 | 0 | 0 | 0 | 0 | 0 | 0 | 0 | 0 | 0 | 0 | 0 | 0 | 0 | 0 | 0 | 0 | 0 | 0 | 0
hard coal w CCS | 0 | 0 | 0 | 0 | 0 | 0 | 0 | 0 | 0 | 0 | 0 | 0 | 0 | 0 | 0 | 0 | 0 | 0 | 0 | 0 | 0 | 0 | 0 | 0 | 0 | 0 | 0 | 0 | 0 | 0 | 0
natural gas combined cycle w CCS | 0 | 0 | 0 | 0 | 0 | 0 | 0 | 0 | 0 | 0 | 0 | 0 | 0 | 0 | 0 | 0 | 0 | 0 | 0 | 0 | 0 | 0 | 0 | 0 | 0 | 0 | 0 | 0 | 0 | 0 | 0
biomass w CCS | 0 | 0 | 0 | 0 | 0 | 0 | 0 | 0 | 0 | 0 | 0 | 0 | 0 | 0 | 0 | 0 | 0 | 0 | 0 | 0 | 0 | 0 | 0 | 0 | 0 | 0 | 0 | 0 | 0 | 0 | 0
lignite w CCS | 0 | 0 | 0 | 0 | 0 | 0 | 0 | 0 | 0 | 0 | 0 | 0 | 0 | 0 | 0 | 0 | 0 | 0 | 0 | 0 | 0 | 0 | 0 | 0 | 0 | 0 | 0 | 0 | 0 | 0 | 0
small modular reactor | 0 | 0 | 0 | 0 | 0 | 0 | 0 | 0 | 0 | 0 | 0 | 0 | 0 | 0 | 0 | 0 | 0 | 0 | 0 | 0 | 0 | 0 | 0 | 0 | 0 | 0 | 0 | 0 | 0 | 0 | 0
hydrogen combustion turbine | 0 | 0 | 0 | 0 | 0 | 0 | 0 | 0 | 0 | 0 | 0 | 0 | 0 | 0 | 0 | 0 | 0 | 0 | 0 | 0 | 0 | 0 | 0 | 0 | 0 | 0 | 0 | 0 | 0 | 0 | 0
hydrogen combined cycle | 0 | 0 | 0 | 0 | 0 | 0 | 0 | 0 | 0 | 0 | 0 | 0 | 0 | 0 | 0 | 0 | 0 | 0 | 0 | 0 | 0 | 0 | 0 | 0 | 0 | 0 | 0 | 0 | 0 | 0 | 0
|  |  | TRUE | TRUE | TRUE | TRUE | TRUE | TRUE | TRUE | TRUE | TRUE | TRUE | TRUE
Weighted US Import Shares |  | REEDS | REEDS | REEDS | REEDS | REEDS | REEDS | REEDS | REEDS | REEDS | Hold constant
| REEDS Fuel | 2022 | 2023 | 2024 | 2025 | 2026 | 2027 | 2028 | 2029 | 2030 | 2031 | 2032 | 2033 | 2034 | 2035 | 2036 | 2037 | 2038 | 2039 | 2040 | 2041 | 2042 | 2043 | 2044 | 2045 | 2046 | 2047 | 2048 | 2049 | 2050
| biomass | 0.0018575 | 0.0016818 | 0.0015643 | 0.0015835 | 0.0016053 | 0.0016151 | 0.0013836 | 0.0013448 | 0.0012641 | 0.0012641 | 0.0012641 | 0.0012641 | 0.0012641 | 0.0012641 | 0.0012641 | 0.0012641 | 0.0012641 | 0.0012641 | 0.0012641 | 0.0012641 | 0.0012641 | 0.0012641 | 0.0012641 | 0.0012641 | 0.0012641 | 0.0012641 | 0.0012641 | 0.0012641 | 0.0012641
| hard coal | 0.50697 | 0.47262 | 0.45309 | 0.43917 | 0.42636 | 0.40468 | 0.26549 | 0.25665 | 0.23847 | 0.23847 | 0.23847 | 0.23847 | 0.23847 | 0.23847 | 0.23847 | 0.23847 | 0.23847 | 0.23847 | 0.23847 | 0.23847 | 0.23847 | 0.23847 | 0.23847 | 0.23847 | 0.23847 | 0.23847 | 0.23847 | 0.23847 | 0.23847
| geothermal | 0 | 0 | 0 | 0 | 0 | 0 | 0 | 0 | 0 | 0 | 0 | 0 | 0 | 0 | 0 | 0 | 0 | 0 | 0 | 0 | 0 | 0 | 0 | 0 | 0 | 0 | 0 | 0 | 0
| hydro | 0.044993 | 0.046056 | 0.047345 | 0.049041 | 0.050033 | 0.051553 | 0.041673 | 0.040729 | 0.039512 | 0.039512 | 0.039512 | 0.039512 | 0.039512 | 0.039512 | 0.039512 | 0.039512 | 0.039512 | 0.039512 | 0.039512 | 0.039512 | 0.039512 | 0.039512 | 0.039512 | 0.039512 | 0.039512 | 0.039512 | 0.039512 | 0.039512 | 0.039512
| natural gas steam turbine | 0.26472 | 0.28757 | 0.30332 | 0.29883 | 0.28886 | 0.27551 | 0.19751 | 0.17693 | 0.13659 | 0.13659 | 0.13659 | 0.13659 | 0.13659 | 0.13659 | 0.13659 | 0.13659 | 0.13659 | 0.13659 | 0.13659 | 0.13659 | 0.13659 | 0.13659 | 0.13659 | 0.13659 | 0.13659 | 0.13659 | 0.13659 | 0.13659 | 0.13659
| nuclear | 0.1523 | 0.15644 | 0.15815 | 0.16344 | 0.16639 | 0.16788 | 0.17884 | 0.17417 | 0.16463 | 0.16463 | 0.16463 | 0.16463 | 0.16463 | 0.16463 | 0.16463 | 0.16463 | 0.16463 | 0.16463 | 0.16463 | 0.16463 | 0.16463 | 0.16463 | 0.16463 | 0.16463 | 0.16463 | 0.16463 | 0.16463 | 0.16463 | 0.16463
| offshore wind | 1.628e-06 | 4.6662e-06 | 0.00037193 | 0.00056705 | 0.002742 | 0.0068597 | 0.0096146 | 0.015038 | 0.014604 | 0.014604 | 0.014604 | 0.014604 | 0.014604 | 0.014604 | 0.014604 | 0.014604 | 0.014604 | 0.014604 | 0.014604 | 0.014604 | 0.014604 | 0.014604 | 0.014604 | 0.014604 | 0.014604 | 0.014604 | 0.014604 | 0.014604 | 0.014604
| petroleum | 0.0028192 | 0.0015659 | 0.00049723 | 0.00031431 | 0.00035253 | 0.00036465 | 0.00062043 | 0.0004857 | 0.00061742 | 0.00061742 | 0.00061742 | 0.00061742 | 0.00061742 | 0.00061742 | 0.00061742 | 0.00061742 | 0.00061742 | 0.00061742 | 0.00061742 | 0.00061742 | 0.00061742 | 0.00061742 | 0.00061742 | 0.00061742 | 0.00061742 | 0.00061742 | 0.00061742 | 0.00061742 | 0.00061742
| onshore wind | 0.0030367 | 0.0031399 | 0.003319 | 0.0067206 | 0.0088197 | 0.0095133 | 0.013426 | 0.015315 | 0.037315 | 0.037315 | 0.037315 | 0.037315 | 0.037315 | 0.037315 | 0.037315 | 0.037315 | 0.037315 | 0.037315 | 0.037315 | 0.037315 | 0.037315 | 0.037315 | 0.037315 | 0.037315 | 0.037315 | 0.037315 | 0.037315 | 0.037315 | 0.037315
| solar PV | 0.023301 | 0.030916 | 0.032344 | 0.040332 | 0.054837 | 0.082023 | 0.29144 | 0.31935 | 0.36699 | 0.36699 | 0.36699 | 0.36699 | 0.36699 | 0.36699 | 0.36699 | 0.36699 | 0.36699 | 0.36699 | 0.36699 | 0.36699 | 0.36699 | 0.36699 | 0.36699 | 0.36699 | 0.36699 | 0.36699 | 0.36699 | 0.36699 | 0.36699
|  | 100% | 100% | 100% | 100% | 100% | 100% | 100% | 100% | 100% | 100% | 100% | 100% | 100% | 100% | 100% | 100% | 100% | 100% | 100% | 100% | 100% | 100% | 100% | 100% | 100% | 100% | 100% | 100% | 100%
REEDS Fuel Mix IRA-Mid
| Fraction of Total Transmission Imports |  | biomass | hard coal | geothermal | hydro | natural gas steam turbine | nuclear | offshore wind | petroleum | onshore wind | pumped hydro | solar pv |  | biomass | hard coal | geothermal | hydro | natural gas steam turbine | nuclear | offshore wind | petroleum | onshore wind | pumped hydro | solar pv |  | biomass | hard coal | geothermal | hydro | natural gas steam turbine | nuclear | offshore wind | petroleum | onshore wind | pumped hydro | solar pv | biomass | hard coal | geothermal | hydro | natural gas steam turbine | nuclear | offshore wind | petroleum | onshore wind | pumped hydro | solar pv | biomass | hard coal | geothermal | hydro | natural gas steam turbine | nuclear | offshore wind | petroleum | onshore wind | pumped hydro | solar pv | biomass | hard coal | geothermal | hydro | natural gas steam turbine | nuclear | offshore wind | petroleum | onshore wind | pumped hydro | solar pv | biomass | hard coal | geothermal | hydro | natural gas steam turbine | nuclear | offshore wind | petroleum | onshore wind | pumped hydro | solar pv | biomass | hard coal | geothermal | hydro | natural gas steam turbine | nuclear | offshore wind | petroleum | onshore wind | pumped hydro | solar pv | biomass | hard coal | geothermal | hydro | natural gas steam turbine | nuclear | offshore wind | petroleum | onshore wind | pumped hydro | solar pv
|  |  | 2022 | 2022 | 2022 | 2022 | 2022 | 2022 | 2022 | 2022 | 2022 | 2022 | 2022 |  | 2023 | 2023 | 2023 | 2023 | 2023 | 2023 | 2023 | 2023 | 2023 | 2023 | 2023 |  | 2024 | 2024 | 2024 | 2024 | 2024 | 2024 | 2024 | 2024 | 2024 | 2024 | 2024 | 2025 | 2025 | 2025 | 2025 | 2025 | 2025 | 2025 | 2025 | 2025 | 2025 | 2025 | 2026 | 2026 | 2026 | 2026 | 2026 | 2026 | 2026 | 2026 | 2026 | 2026 | 2026 | 2027 | 2027 | 2027 | 2027 | 2027 | 2027 | 2027 | 2027 | 2027 | 2027 | 2027 | 2028 | 2028 | 2028 | 2028 | 2028 | 2028 | 2028 | 2028 | 2028 | 2028 | 2028 | 2029 | 2029 | 2029 | 2029 | 2029 | 2029 | 2029 | 2029 | 2029 | 2029 | 2029 | 2030 | 2030 | 2030 | 2030 | 2030 | 2030 | 2030 | 2030 | 2030 | 2030 | 2030
AL | 0.074652 |  | 0.00022468 | 0.25835 | 0 | 0.074123 | 0.30852 | 0.34005 | 0 | 0.0094997 | 0 | 0 | 0.0092327 |  | 0.00019784 | 0.21851 | 0 | 0.065262 | 0.39655 | 0.29943 | 0 | 0.0094361 | 0 | 0 | 0.010609 |  | 0.00019061 | 0.21052 | 0 | 0.062944 | 0.42392 | 0.28849 | 0 | 0.0028632 | 0 | 0 | 0.011071 | 0.00019543 | 0.21328 | 0 | 0.066601 | 0.40958 | 0.29578 | 0 | 0.0031425 | 0 | 0 | 0.011424 | 0.00020268 | 0.21752 | 0 | 0.069142 | 0.38236 | 0.30675 | 0 | 0.0047224 | 0 | 0 | 0.019303 | 0.00020646 | 0.2085 | 0 | 0.071184 | 0.35994 | 0.31248 | 0 | 0.0048847 | 0 | 0 | 0.042804 | 0.00021789 | 0.19056 | 0 | 0.075518 | 0.32154 | 0.32977 | 0 | 0.008311 | 0 | 0 | 0.074081 | 0.00021054 | 0.19533 | 0 | 0.073017 | 0.28093 | 0.31865 | 0 | 0.0065062 | 0 | 0 | 0.12535 | 0.00022397 | 0.21403 | 0 | 0.077769 | 0.20036 | 0.33897 | 0 | 0.0082707 | 0 | 0 | 0.16037
AK | 0 |  | 0 | 0 | 0 | 0 | 0 | 0 | 0 | 0 | 0 | 0 | 0 |  | 0 | 0 | 0 | 0 | 0 | 0 | 0 | 0 | 0 | 0 | 0 |  | 0 | 0 | 0 | 0 | 0 | 0 | 0 | 0 | 0 | 0 | 0 | 0 | 0 | 0 | 0 | 0 | 0 | 0 | 0 | 0 | 0 | 0 | 0 | 0 | 0 | 0 | 0 | 0 | 0 | 0 | 0 | 0 | 0 | 0 | 0 | 0 | 0 | 0 | 0 | 0 | 0 | 0 | 0 | 0 | 0 | 0 | 0 | 0 | 0 | 0 | 0 | 0 | 0 | 0 | 0 | 0 | 0 | 0 | 0 | 0 | 0 | 0 | 0 | 0 | 0 | 0 | 0 | 0 | 0 | 0 | 0 | 0 | 0 | 0 | 0 | 0 | 0
AZ | 0 |  | 0.00027121 | 0.20527 | 0 | 0.071269 | 0.31095 | 0.31096 | 0 | 0.010955 | 0.01649 | 0 | 0.073836 |  | 0.00030668 | 0.21163 | 0 | 0.080588 | 0.22603 | 0.35162 | 0 | 0.012388 | 0.018776 | 0 | 0.098661 |  | 0.00029508 | 0.19761 | 0 | 0.077542 | 0.19683 | 0.33832 | 0 | 0.0062876 | 0.018039 | 0 | 0.16507 | 0.00029907 | 0.18831 | 0 | 0.093574 | 0.17454 | 0.3429 | 0 | 0.0063727 | 0.018452 | 0 | 0.17556 | 0.00029519 | 0.16981 | 0 | 0.092361 | 0.17207 | 0.33845 | 0 | 0.00629 | 0.021301 | 0 | 0.19942 | 0.00029946 | 0.16698 | 0 | 0.093796 | 0.14083 | 0.34335 | 0 | 0.004897 | 0.021813 | 0 | 0.22803 | 0.00029667 | 0.084973 | 0 | 0.092846 | 0.098741 | 0.32868 | 0 | 0.0047384 | 0.028976 | 0 | 0.36075 | 0.00026592 | 0.082887 | 0 | 0.089333 | 0.087878 | 0.31603 | 0 | 0.0039798 | 0.028579 | 0 | 0.39104 | 0.00026756 | 0.067856 | 0 | 0.089683 | 0.087301 | 0.31692 | 0 | 0.0032003 | 0.028777 | 0 | 0.406
AR | 0.056624 |  | 0.00066505 | 0.49273 | 0 | 0.048057 | 0.20373 | 0.24074 | 0 | 0.0046379 | 0 | 0 | 0.0094473 |  | 0.00086713 | 0.33011 | 0 | 0.06266 | 0.27194 | 0.31389 | 0 | 0.0060472 | 0 | 0 | 0.014483 |  | 0.00088737 | 0.2948 | 0 | 0.064178 | 0.29383 | 0.32122 | 0 | 0.003309 | 0 | 0 | 0.021781 | 0.00088826 | 0.26427 | 0 | 0.06428 | 0.24537 | 0.32154 | 0 | 0 | 0 | 0 | 0.10365 | 0.00094251 | 0.20205 | 0 | 0.068218 | 0.24768 | 0.34118 | 0 | 0 | 0 | 0 | 0.13993 | 0.00090509 | 0.14957 | 0 | 0.066948 | 0.17462 | 0.33516 | 0 | 0 | 0 | 0 | 0.2728 | 0.00098235 | 0.062632 | 0 | 0.077358 | 0.069545 | 0.38145 | 0 | 0 | 0 | 0 | 0.40804 | 0.0009166 | 0.036916 | 0 | 0.076941 | 0.02783 | 0.36664 | 0 | 0 | 0 | 0 | 0.49076 | 0.00089582 | 0.024791 | 0 | 0.077111 | 0.014004 | 0.36473 | 0 | 0 | 0 | 0 | 0.51847
CA | 0 |  | 0.010931 | 0 | 0.0033019 | 0.14293 | 0.45279 | 0.088044 | 0 | 0.012833 | 0.069492 | 0 | 0.21967 |  | 0.0079321 | 0 | 0.0034662 | 0.15005 | 0.43242 | 0.092426 | 0 | 0.0074767 | 0.071679 | 0 | 0.23455 |  | 0.0081141 | 0 | 0.0032667 | 0.14158 | 0.36657 | 0.087106 | 0 | 0.002545 | 0.078712 | 0 | 0.3121 | 0.0075457 | 0.00020701 | 0.0033873 | 0.15108 | 0.3405 | 0.090323 | 0 | 0.002639 | 0.082594 | 0 | 0.32172 | 0.0076088 | 0.00041749 | 0.0034157 | 0.15288 | 0.33363 | 0.091079 | 0 | 0.0026568 | 0.083638 | 0 | 0.32468 | 0.007354 | 0.00060672 | 0.045453 | 0.1521 | 0.2789 | 0.088239 | 0 | 0.002574 | 0.081287 | 0 | 0.34349 | 0.0076081 | 0 | 0.049555 | 0.1646 | 0.21896 | 0.09247 | 0.01235 | 0.0024515 | 0.086598 | 0 | 0.36541 | 0.0078166 | 0 | 0.052699 | 0.17275 | 0.20918 | 0.047625 | 0.028542 | 0.002562 | 0.087032 | 0 | 0.39179 | 0.0068409 | 0 | 0.046937 | 0.1547 | 0.12145 | 0 | 0.043529 | 0.0015322 | 0.078301 | 0 | 0.54672
CO | 0 |  | 0.0019145 | 0.52173 | 0 | 0.035619 | 0.12669 | 0 | 0 | 0 | 0.26928 | 0 | 0.044761 |  | 0.00065306 | 0.25393 | 0 | 0.021945 | 0.073942 | 0 | 0 | 0 | 0.53704 | 0 | 0.11249 |  | 0.00064929 | 0.2052 | 0 | 0.021811 | 0.044721 | 0 | 0 | 0 | 0.60871 | 0 | 0.11891 | 0.00060751 | 0.12438 | 0 | 0.02052 | 0.025458 | 0 | 0 | 0 | 0.71746 | 0 | 0.11158 | 0.00062038 | 0.11112 | 0 | 0.020854 | 0.043773 | 0 | 0 | 0 | 0.7239 | 0 | 0.099728 | 0.00064205 | 0.10153 | 0 | 0.021573 | 0.030551 | 0 | 0 | 0 | 0.7458 | 0 | 0.099898 | 0.00057558 | 0.012855 | 0 | 0.021354 | 0.010984 | 0 | 0 | 0 | 0.83034 | 0 | 0.12389 | 0.00058788 | 0.0021233 | 0 | 0.022014 | 0.011105 | 0 | 0 | 0 | 0.83599 | 0 | 0.12818 | 0.00048059 | 0 | 0 | 0.020953 | 0.0061169 | 0 | 0 | 0 | 0.82901 | 0 | 0.14344
CT | 0 |  | 0.022149 | 0 | 0 | 0.0088866 | 0.57218 | 0.36015 | 0 | 0.026272 | 6.5128e-05 | 0 | 0.010293 |  | 0.024875 | 0 | 0 | 0.0099803 | 0.53195 | 0.40448 | 0 | 0.016393 | 7.2949e-05 | 0 | 0.012253 |  | 0.023293 | 0 | 0 | 0.0093531 | 0.53427 | 0.37875 | 0 | 0.00057925 | 6.8127e-05 | 0 | 0.053682 | 0.01892 | 0.00024015 | 0 | 0.0096205 | 0.51495 | 0.38926 | 0 | 0.00059533 | 6.983e-05 | 0 | 0.066339 | 0.019393 | 0.00049232 | 0 | 0.0098692 | 0.50304 | 0.399 | 0 | 0.00061022 | 7.1385e-05 | 0 | 0.06752 | 0.020059 | 0.00074505 | 0 | 0.0099653 | 0.49863 | 0.40256 | 0 | 0.00061566 | 7.1828e-05 | 0 | 0.067355 | 0.023267 | 0 | 0 | 0.010487 | 0.47227 | 0.42327 | 0 | 0 | 7.4683e-05 | 0 | 0.070631 | 0.024498 | 0 | 0 | 0.010636 | 0.46186 | 0.42897 | 0 | 0 | 6.624e-05 | 0 | 0.073972 | 0.026829 | 0 | 0 | 0.011863 | 0.39643 | 0.47806 | 0 | 0 | 7.9086e-05 | 0 | 0.086732
DE | 0 |  | 0.0084572 | 0 | 0 | 0 | 0.74155 | 0 | 0 | 0.14561 | 0 | 0 | 0.10439 |  | 0.0088012 | 0 | 0 | 0 | 0.70762 | 0 | 0 | 0.077411 | 0 | 0 | 0.20617 |  | 0.009029 | 0 | 0 | 0 | 0.71848 | 0 | 0 | 0.062761 | 0 | 0 | 0.20973 | 0.0094721 | 0.002119 | 0 | 0 | 0.71709 | 0 | 0 | 0.04729 | 0 | 0 | 0.22403 | 0.010156 | 0.004544 | 0 | 0 | 0.74963 | 0 | 0 | 0 | 0 | 0 | 0.23567 | 0.012492 | 0.0083834 | 0 | 0 | 0.68805 | 0 | 0 | 0 | 0 | 0 | 0.29108 | 0.015133 | 0 | 0 | 0 | 0.63413 | 0 | 0 | 0 | 0 | 0 | 0.35074 | 0.016405 | 0 | 0 | 0 | 0.60602 | 0 | 0 | 0 | 0 | 0 | 0.37757 | 0.017854 | 0 | 0 | 0 | 0.55072 | 0 | 0 | 0 | 0 | 0 | 0.43142
FL | 0 |  | 0.01449 | 0.1661 | 0 | 0.00099502 | 0.61982 | 0.13527 | 0 | 0.0094349 | 0 | 0 | 0.053884 |  | 0.013934 | 0.13983 | 0 | 0.00101 | 0.64257 | 0.13731 | 0 | 0.0090109 | 0 | 0 | 0.05633 |  | 0.013263 | 0.11233 | 0 | 0.00098755 | 0.66841 | 0.13422 | 0 | 0.0042215 | 0 | 0 | 0.066564 | 0.012773 | 0.11157 | 0 | 0.00097086 | 0.62731 | 0.13192 | 0 | 0.0041492 | 0 | 0 | 0.11131 | 0.01179 | 0.08324 | 0 | 0.00093365 | 0.56049 | 0.12684 | 0 | 0.0039892 | 0 | 0 | 0.21271 | 0.011263 | 0.066569 | 0 | 0.00097196 | 0.43527 | 0.12549 | 0 | 0.0039469 | 0 | 0 | 0.35649 | 0.0097294 | 0.07891 | 0 | 0.00088128 | 0.32379 | 0.11067 | 0 | 0.003557 | 0 | 0 | 0.47246 | 0.010411 | 0.080882 | 0 | 0.00089241 | 0.29708 | 0.11604 | 0 | 0.0036496 | 0 | 0 | 0.49105 | 0.010557 | 0.081981 | 0 | 0.00091015 | 0.27642 | 0.11779 | 0 | 0.0037045 | 0 | 0 | 0.50864
GA | 0.039894 |  | 0.011209 | 0.21195 | 0 | 0.026841 | 0.31206 | 0.38756 | 0 | 0 | 0 | 0 | 0.050375 |  | 0.0065185 | 0.17234 | 0 | 0.02802 | 0.33126 | 0.40478 | 0 | 0 | 0 | 0 | 0.057084 |  | 0.0032809 | 0.1388 | 0 | 0.026999 | 0.38213 | 0.38987 | 0 | 0.0019668 | 0 | 0 | 0.056953 | 0.0033509 | 0.13543 | 0 | 0.027825 | 0.3714 | 0.4017 | 0 | 0.001737 | 0 | 0 | 0.058554 | 0.0034274 | 0.12974 | 0 | 0.028466 | 0.36706 | 0.41087 | 0 | 0 | 0 | 0 | 0.060438 | 0.003323 | 0.11466 | 0 | 0.0291 | 0.34636 | 0.41989 | 0 | 0 | 0 | 0 | 0.086668 | 0.0037149 | 0.24749 | 0 | 0.029984 | 0.18814 | 0.42046 | 0 | 0 | 0 | 0 | 0.11021 | 0.0037212 | 0.26462 | 0 | 0.030157 | 0.15963 | 0.42163 | 0 | 0 | 0 | 0 | 0.12024 | 0.0039454 | 0.27604 | 0 | 0.031742 | 0.11472 | 0.44399 | 0 | 0 | 0 | 0 | 0.12955
HI | 0 |  | 0 | 0 | 0 | 0 | 0 | 0 | 0 | 0 | 0 | 0 | 0 |  | 0 | 0 | 0 | 0 | 0 | 0 | 0 | 0 | 0 | 0 | 0 |  | 0 | 0 | 0 | 0 | 0 | 0 | 0 | 0 | 0 | 0 | 0 | 0 | 0 | 0 | 0 | 0 | 0 | 0 | 0 | 0 | 0 | 0 | 0 | 0 | 0 | 0 | 0 | 0 | 0 | 0 | 0 | 0 | 0 | 0 | 0 | 0 | 0 | 0 | 0 | 0 | 0 | 0 | 0 | 0 | 0 | 0 | 0 | 0 | 0 | 0 | 0 | 0 | 0 | 0 | 0 | 0 | 0 | 0 | 0 | 0 | 0 | 0 | 0 | 0 | 0 | 0 | 0 | 0 | 0 | 0 | 0 | 0 | 0 | 0 | 0 | 0 | 0
ID | 0 |  | 0.010312 | 0 | 0 | 0.67935 | 0.14807 | 0 | 0 | 0 | 0.13287 | 0 | 0.029405 |  | 0.0053762 | 0 | 0 | 0.69438 | 0.13488 | 0 | 0 | 0 | 0.13551 | 0 | 0.029849 |  | 0.0052825 | 0 | 0 | 0.69538 | 0.13437 | 0 | 0 | 0 | 0.1353 | 0 | 0.029665 | 0.0052178 | 0.0017709 | 0 | 0.70513 | 0.12654 | 0 | 0 | 0 | 0.13244 | 0 | 0.028901 | 0.0051209 | 0.0035301 | 0 | 0.70314 | 0.12791 | 0 | 0 | 0 | 0.13169 | 0 | 0.028604 | 0.0051646 | 0.0053324 | 0 | 0.70948 | 0.11912 | 0 | 0 | 0 | 0.1323 | 0 | 0.028603 | 0.0037293 | 0 | 0 | 0.72665 | 0.1054 | 0 | 0 | 0 | 0.13514 | 0 | 0.02908 | 0.0034527 | 0 | 0 | 0.72806 | 0.10452 | 0 | 0 | 0 | 0.13505 | 0 | 0.028925 | 0.0023275 | 0 | 0 | 0.59262 | 0.058491 | 0.22249 | 0 | 0 | 0.10071 | 0 | 0.023361
IL | 0 |  | 0.0022613 | 0.14922 | 0 | 0.000609 | 0.1709 | 0.53553 | 0 | 0.00054944 | 0.12998 | 0 | 0.010945 |  | 0.0021452 | 0.11598 | 0 | 0.00078039 | 0.21765 | 0.51212 | 0 | 0.0004495 | 0.14035 | 0 | 0.010524 |  | 0.0021776 | 0.097986 | 0 | 0.00079198 | 0.22524 | 0.51903 | 0 | 0.0002907 | 0.14387 | 0 | 0.01061 | 0.002187 | 0.073721 | 0 | 0.00079904 | 0.21773 | 0.52296 | 0 | 0.0002049 | 0.1553 | 0 | 0.027104 | 0.0021552 | 0.067668 | 0 | 0.00078836 | 0.21151 | 0.51528 | 0 | 0.00020898 | 0.16368 | 0 | 0.038711 | 0.0019815 | 0.025328 | 0 | 0.00072905 | 0.19439 | 0.47588 | 0 | 0.00010035 | 0.23335 | 0 | 0.068237 | 0.0018714 | 0.0063919 | 0 | 0.0007188 | 0.1367 | 0.46747 | 0 | 6.1689e-05 | 0.27427 | 0 | 0.11252 | 0.0018479 | 0.0026775 | 0 | 0.00073609 | 0.1244 | 0.46525 | 0 | 0 | 0.28631 | 0 | 0.11878 | 0.0017223 | 0.0026003 | 0 | 0.00071839 | 0.096222 | 0.44627 | 0 | 0 | 0.28677 | 0 | 0.16569
IN | 0 |  | 0.0031603 | 0.58882 | 0 | 0.0033729 | 0.26084 | 0 | 0 | 0 | 0.12806 | 0 | 0.015741 |  | 0.0034679 | 0.50526 | 0 | 0.0037013 | 0.32604 | 0 | 0 | 0 | 0.14393 | 0 | 0.0176 |  | 0.0040943 | 0.41347 | 0 | 0.0043777 | 0.38784 | 0 | 0 | 0 | 0.16958 | 0 | 0.020635 | 0.0042753 | 0.39133 | 0 | 0.0045794 | 0.4017 | 0 | 0 | 0 | 0.17672 | 0 | 0.021397 | 0.0044157 | 0.37565 | 0 | 0.0047383 | 0.41111 | 0 | 0 | 0 | 0.18215 | 0 | 0.021943 | 0.0042912 | 0.3006 | 0 | 0.0046131 | 0.49267 | 0 | 0 | 0 | 0.17665 | 0 | 0.021177 | 0.0051856 | 0.2433 | 0 | 0.0055845 | 0.50749 | 0 | 0 | 0 | 0.21303 | 0 | 0.025411 | 0.0049239 | 0.18857 | 0 | 0.0054112 | 0.47169 | 0 | 0 | 0 | 0.20535 | 0 | 0.12406 | 0.0049534 | 0.14591 | 0 | 0.0055448 | 0.40389 | 0 | 0 | 0 | 0.2271 | 0 | 0.2126
IA | 0 |  | 0.00089318 | 0.36331 | 0 | 0.017574 | 0.085928 | 0 | 0 | 0.0031572 | 0.52278 | 0 | 0.0063568 |  | 0.00086458 | 0.35943 | 0 | 0.017719 | 0.080557 | 0 | 0 | 0.0062977 | 0.5284 | 0 | 0.0067268 |  | 0.00076272 | 0.31128 | 0 | 0.015659 | 0.075542 | 0 | 0 | 0.0044872 | 0.55707 | 0 | 0.035204 | 0.00069106 | 0.275 | 0 | 0.015525 | 0.05881 | 0 | 0 | 0.0022898 | 0.59204 | 0 | 0.055643 | 0.00068777 | 0.23988 | 0 | 0.015076 | 0.056282 | 0 | 0 | 0.0029525 | 0.6113 | 0 | 0.073819 | 0.00067345 | 0.20034 | 0 | 0.015546 | 0.041802 | 0 | 0 | 0.0049966 | 0.66 | 0 | 0.076636 | 0.00066692 | 0.13437 | 0 | 0.016545 | 0.020822 | 0 | 0 | 0.005308 | 0.73686 | 0 | 0.085429 | 0.00060839 | 0.13889 | 0 | 0.01635 | 0.01336 | 0 | 0 | 0.0047463 | 0.74232 | 0 | 0.083727 | 0.00059619 | 0.1374 | 0 | 0.016371 | 0.0067024 | 0 | 0 | 0.0052173 | 0.74873 | 0 | 0.084986
KS | 0 |  | 0.00062793 | 0.38661 | 0 | 0.00033785 | 0.020661 | 0.14968 | 0 | 0 | 0.44094 | 0 | 0.0011406 |  | 0.0006144 | 0.34973 | 0 | 0.00033057 | 0.022022 | 0.14645 | 0 | 0 | 0.45107 | 0 | 0.029787 |  | 0.00061643 | 0.29527 | 0 | 0.00033187 | 0.021805 | 0.14694 | 0 | 0 | 0.48696 | 0 | 0.048077 | 0.00062272 | 0.25748 | 0 | 0.00033547 | 0.020393 | 0.14844 | 0 | 0 | 0.51 | 0 | 0.062734 | 0.00065998 | 0.20594 | 0 | 0.00035577 | 0.020766 | 0.15732 | 0 | 0 | 0.54083 | 0 | 0.074129 | 0.00067941 | 0.15002 | 0 | 0.00038546 | 0.02259 | 0.16618 | 0 | 0 | 0.58139 | 0 | 0.078755 | 0.0003792 | 0.21762 | 0 | 0.00022884 | 0.0092153 | 0.087009 | 0 | 0 | 0.51411 | 0 | 0.17143 | 0.00036004 | 0.2322 | 0 | 0.00023106 | 0.0066868 | 0.083938 | 0 | 0 | 0.50241 | 0 | 0.17418 | 0.00031663 | 0.23161 | 0 | 0.00023047 | 0.0057178 | 0.082358 | 0 | 0 | 0.50511 | 0 | 0.17466
KY | 0.46193 |  | 0.0014587 | 0.71746 | 0 | 0.060658 | 0.21925 | 0 | 0 | 0 | 0 | 0 | 0.0011679 |  | 0.0014753 | 0.70802 | 0 | 0.061492 | 0.21778 | 0 | 0 | 0 | 0 | 0 | 0.011233 |  | 0.0015316 | 0.69958 | 0 | 0.063897 | 0.22331 | 0 | 0 | 0 | 0 | 0 | 0.011677 | 0.0015616 | 0.6785 | 0 | 0.066573 | 0.22913 | 0 | 0 | 0 | 0.0062945 | 0 | 0.017945 | 0.0015835 | 0.68057 | 0 | 0.067568 | 0.22355 | 0 | 0 | 0 | 0.0063656 | 0 | 0.020355 | 0.0016575 | 0.67311 | 0 | 0.070789 | 0.22264 | 0 | 0 | 0 | 0.0066452 | 0 | 0.025161 | 0.0010476 | 0.3725 | 0 | 0.045914 | 0.13642 | 0 | 0 | 0 | 0.0088885 | 0 | 0.43523 | 0.00099086 | 0.36021 | 0 | 0.044462 | 0.13045 | 0 | 0 | 0 | 0.0087474 | 0 | 0.45514 | 0.00095884 | 0.33367 | 0 | 0.043063 | 0.11392 | 0 | 0 | 0 | 0.0084421 | 0 | 0.49995
LA | 0 |  | 0 | 0.10846 | 0 | 0.012582 | 0.59952 | 0.21117 | 0 | 0.064405 | 0 | 0 | 0.0038552 |  | 0 | 0.088107 | 0 | 0.012091 | 0.63441 | 0.20292 | 0 | 0.057936 | 0 | 0 | 0.0045395 |  | 0 | 0.085584 | 0 | 0.012355 | 0.65168 | 0.20699 | 0 | 0.036802 | 0 | 0 | 0.0065911 | 0 | 0.064511 | 0 | 0.012825 | 0.6492 | 0.21448 | 0 | 0.036748 | 0 | 0 | 0.022241 | 0 | 0.057762 | 0 | 0.012778 | 0.63923 | 0.2133 | 0 | 0.031493 | 0 | 0 | 0.045429 | 0 | 0.042874 | 0 | 0.012472 | 0.58655 | 0.20782 | 0 | 0.031016 | 0 | 0 | 0.11927 | 0 | 0.043458 | 0 | 0.012905 | 0.47372 | 0.21465 | 0 | 0.024263 | 0 | 0 | 0.23101 | 0 | 0.03973 | 0 | 0.013895 | 0.45274 | 0.2307 | 0 | 0.013162 | 0 | 0 | 0.24977 | 0 | 0.039208 | 0 | 0.015565 | 0.38381 | 0.25796 | 0 | 0.013441 | 0 | 0 | 0.29002
ME | 0 |  | 0.025334 | 0 | 0 | 0.38695 | 0.15332 | 0 | 0 | 0.038783 | 0.35002 | 0 | 0.045598 |  | 0.0084378 | 0 | 0 | 0.3639 | 0.14419 | 0 | 0 | 0.023536 | 0.38451 | 0 | 0.07543 |  | 0.0074071 | 0 | 0 | 0.36766 | 0.14485 | 0 | 0.0045249 | 0.00077787 | 0.399 | 0 | 0.075779 | 0.010524 | 0.0010838 | 0 | 0.36625 | 0.14487 | 0 | 0.0048909 | 0.00077404 | 0.39673 | 0 | 0.074878 | 0.010506 | 0.0021639 | 0 | 0.36603 | 0.14529 | 0 | 0.0048695 | 0.00077273 | 0.39614 | 0 | 0.074228 | 0.01282 | 0.0031768 | 0 | 0.35864 | 0.14263 | 0 | 0.0047531 | 0.00075632 | 0.40508 | 0 | 0.072144 | 0.014713 | 0 | 0 | 0.34797 | 0.056899 | 0 | 0.0045942 | 0 | 0.50639 | 0 | 0.069433 | 0.013079 | 0 | 0 | 0.34574 | 0.033704 | 0 | 0.0043627 | 0 | 0.53469 | 0 | 0.068431 | 0.01116 | 0 | 0 | 0.31461 | 0.0053479 | 0 | 0.04451 | 0 | 0.56365 | 0 | 0.060721
MD | 0 |  | 0.013609 | 0.022407 | 0 | 0.047833 | 0.40048 | 0.3204 | 0 | 2.2512e-05 | 0.01519 | 0 | 0.18005 |  | 0.010929 | 0.017729 | 0 | 0.039645 | 0.34917 | 0.26556 | 0 | 1.8658e-05 | 0.013477 | 0 | 0.30347 |  | 0.010843 | 0.01887 | 0 | 0.039421 | 0.34501 | 0.26358 | 0.01124 | 0.00033631 | 0.013341 | 0 | 0.29736 | 0.010639 | 0.018378 | 0 | 0.042363 | 0.33238 | 0.25909 | 0.034265 | 3.1186e-05 | 0.013078 | 0 | 0.28977 | 0.010097 | 0.016643 | 0 | 0.04027 | 0.3001 | 0.24589 | 0.10138 | 0 | 0.012378 | 0 | 0.27325 | 0.010179 | 0.00765 | 0 | 0.040767 | 0.27457 | 0.24852 | 0.12948 | 0 | 0.012476 | 0 | 0.27636 | 0.010534 | 0.0040472 | 0 | 0.042794 | 0.24623 | 0.26044 | 0.13533 | 0 | 0.01304 | 0 | 0.28758 | 0.010492 | 0.0038304 | 0 | 0.042806 | 0.24627 | 0.26009 | 0.13478 | 0 | 0.01652 | 0 | 0.28521 | 0.010876 | 0.0034289 | 0 | 0.044552 | 0.21794 | 0.27025 | 0.13966 | 0 | 0.018011 | 0 | 0.29528
MA | 0 |  | 0.053312 | 0 | 0 | 0.04316 | 0.75908 | 0 | 0 | 0.056841 | 0.008623 | 0 | 0.078987 |  | 0.076075 | 0 | 0 | 0.061589 | 0.56354 | 0 | 0.074492 | 0.11905 | 0.01224 | 0 | 0.093018 |  | 0.073579 | 0 | 0 | 0.059657 | 0.52843 | 0 | 0.15235 | 0.066255 | 0.011798 | 0 | 0.10792 | 0.069564 | 0.00059795 | 0 | 0.056486 | 0.52119 | 0 | 0.17754 | 0.062143 | 0.011165 | 0 | 0.10132 | 0.061649 | 0.0010598 | 0 | 0.050134 | 0.43823 | 0 | 0.29491 | 0.055072 | 0.009785 | 0 | 0.089163 | 0.04711 | 0.0012148 | 0 | 0.038368 | 0.34228 | 0 | 0.4538 | 0.042085 | 0.0074874 | 0 | 0.067658 | 0.046452 | 0 | 0 | 0.037886 | 0.30726 | 0 | 0.49236 | 0.042543 | 0.0072545 | 0 | 0.066247 | 0.047674 | 0 | 0 | 0.03894 | 0.29175 | 0 | 0.50394 | 0.042611 | 0.0075714 | 0 | 0.067514 | 0.045676 | 0 | 0 | 0.037366 | 0.19956 | 0 | 0.61328 | 0.032654 | 0.0072351 | 0 | 0.064231
MI | 0 |  | 0.00757 | 0.30763 | 0 | 0.010116 | 0.30944 | 0.24313 | 0 | 0.017115 | 0.0939 | 0 | 0.011102 |  | 0.006492 | 0.26588 | 0 | 0.010154 | 0.34978 | 0.24404 | 0 | 0.014971 | 0.096011 | 0 | 0.012672 |  | 0.0065063 | 0.25235 | 0 | 0.010208 | 0.36166 | 0.24496 | 0 | 0.014699 | 0.096988 | 0 | 0.012631 | 0.005976 | 0.19505 | 0 | 0.0094207 | 0.44622 | 0.22569 | 0 | 0.016577 | 0.089503 | 0 | 0.011556 | 0.0059866 | 0.18897 | 0 | 0.0094526 | 0.45157 | 0.22609 | 0 | 0.016606 | 0.089826 | 0 | 0.011496 | 0.0057083 | 0.16877 | 0 | 0.0090505 | 0.48733 | 0.21613 | 0 | 0.016363 | 0.085746 | 0 | 0.010912 | 0.007146 | 0.17478 | 0 | 0.0084388 | 0.47778 | 0.20121 | 0 | 0.020089 | 0.098881 | 0 | 0.01167 | 0.0070595 | 0.17369 | 0 | 0.0083965 | 0.44379 | 0.19987 | 0 | 0.024962 | 0.13053 | 0 | 0.0117 | 0.0065013 | 0.18392 | 0 | 0.0080966 | 0.38158 | 0.19267 | 0 | 0.022343 | 0.19055 | 0 | 0.014344
MN | 0 |  | 0.0061093 | 0.32164 | 0 | 0.01267 | 0.15491 | 0.20781 | 0 | 0.0049764 | 0.25827 | 0 | 0.033614 |  | 0.0046155 | 0.21343 | 0 | 0.009874 | 0.11581 | 0.16195 | 0 | 0.0015852 | 0.41844 | 0 | 0.074293 |  | 0.0044691 | 0.195 | 0 | 0.0095758 | 0.1128 | 0.15691 | 0 | 0.0013392 | 0.44843 | 0 | 0.071475 | 0.0042044 | 0.10071 | 0 | 0.0091192 | 0.059641 | 0.14865 | 0 | 0.0011992 | 0.59306 | 0 | 0.083408 | 0.0040871 | 0.11309 | 0 | 0.0089981 | 0.05151 | 0.14715 | 0 | 0.00089919 | 0.5896 | 0 | 0.084658 | 0.0017357 | 0.053218 | 0 | 0.0073096 | 0.017012 | 0.11652 | 0 | 0.00078966 | 0.69553 | 0 | 0.10788 | 0.0017777 | 0.029587 | 0 | 0.0076919 | 0.01737 | 0.10745 | 0 | 0.00076717 | 0.72146 | 0 | 0.1139 | 0.0017582 | 0.0099849 | 0 | 0.0077985 | 0.0052331 | 0.10163 | 0 | 0.00077885 | 0.75697 | 0 | 0.11585 | 0.0016856 | 0.014026 | 0 | 0.0078844 | 0.0064305 | 0.10144 | 0 | 0.00022177 | 0.75338 | 0 | 0.11494
MS | 0.1358 |  | 0.00018847 | 0.24013 | 0 | 0 | 0.44018 | 0.28855 | 0 | 0.0134 | 0 | 0 | 0.017552 |  | 0.00018294 | 0.21489 | 0 | 0 | 0.48425 | 0.28008 | 0 | 0.0036809 | 0 | 0 | 0.016917 |  | 0.00018498 | 0.1732 | 0 | 0 | 0.52644 | 0.2832 | 0 | 0 | 0 | 0 | 0.016986 | 0.00020023 | 0.16855 | 0 | 0 | 0.50644 | 0.30654 | 0 | 0 | 0 | 0 | 0.018258 | 0.00019983 | 0.14039 | 0 | 0 | 0.47086 | 0.30594 | 0 | 0 | 0 | 0 | 0.082616 | 0.00021281 | 0.12736 | 0 | 0 | 0.43373 | 0.32581 | 0 | 0 | 0 | 0 | 0.11289 | 0.00022352 | 0.21871 | 0 | 0 | 0.30723 | 0.34221 | 0 | 0 | 0 | 0 | 0.13162 | 0.00021237 | 0.2078 | 0 | 0 | 0.2616 | 0.32513 | 0 | 0 | 0 | 0 | 0.20526 | 0.00019234 | 0.1882 | 0 | 0 | 0.2041 | 0.29446 | 0 | 0 | 0 | 0 | 0.31304
MO | 0.024863 |  | 0.00077155 | 0.72279 | 0 | 0.017075 | 0.041192 | 0.12031 | 0 | 0 | 0.096154 | 0 | 0.0017114 |  | 0.00077892 | 0.71366 | 0 | 0.017347 | 0.046606 | 0.12222 | 0 | 0 | 0.097659 | 0 | 0.0017219 |  | 0.00078032 | 0.70513 | 0 | 0.017589 | 0.046999 | 0.12381 | 0 | 0 | 0.10352 | 0 | 0.0021786 | 0.00078389 | 0.69402 | 0 | 0.017845 | 0.036867 | 0.1255 | 0 | 0 | 0.12296 | 0 | 0.0020318 | 0.0006888 | 0.60198 | 0 | 0.015791 | 0.027694 | 0.11095 | 0 | 0 | 0.20561 | 0 | 0.037289 | 0.00066912 | 0.5731 | 0 | 0.016613 | 0.025389 | 0.11214 | 0 | 0 | 0.22921 | 0 | 0.042871 | 0.00065117 | 0.44044 | 0 | 0.017571 | 0.019775 | 0.1185 | 0 | 0 | 0.34276 | 0 | 0.060297 | 0.00056356 | 0.38737 | 0 | 0.01576 | 0.011557 | 0.10266 | 0 | 0 | 0.42582 | 0 | 0.056267 | 0.00047441 | 0.34642 | 0 | 0.014776 | 0.0098193 | 0.086109 | 0 | 0 | 0.46713 | 0 | 0.075274
MT | 0 |  | 0.0005524 | 0.40042 | 0 | 0.44033 | 0.023455 | 0 | 0 | 0 | 0.12823 | 0 | 0.0070155 |  | 0.00053197 | 0.20069 | 0 | 0.45771 | 0.014933 | 0 | 0 | 0 | 0.30689 | 0 | 0.019233 |  | 0.00052351 | 0.17712 | 0 | 0.45064 | 0.00017335 | 0 | 0 | 0 | 0.34761 | 0 | 0.023934 | 0.00061913 | 0.006449 | 0 | 0.5472 | 0.0040029 | 0 | 0 | 0 | 0.41425 | 0 | 0.027484 | 0.00058101 | 0.0058058 | 0 | 0.51368 | 0.0071081 | 0 | 0 | 0 | 0.44834 | 0 | 0.024478 | 0.0005699 | 0.0070281 | 0 | 0.51524 | 0.0097826 | 0 | 0 | 0 | 0.44585 | 0 | 0.021528 | 0.00047335 | 0 | 0 | 0.45488 | 0.010341 | 0 | 0 | 0 | 0.51196 | 0 | 0.022341 | 0.00038303 | 0 | 0 | 0.40985 | 0.0093167 | 0 | 0 | 0 | 0.56055 | 0 | 0.019905 | 0.00029859 | 0 | 0 | 0.34145 | 0.0077444 | 0 | 0 | 0 | 0.63466 | 0 | 0.015851
NE | 0 |  | 0.001151 | 0.47415 | 0 | 0.027086 | 0.034981 | 0.14035 | 0 | 0.012057 | 0.30998 | 0 | 0.00024204 |  | 0.0010817 | 0.23123 | 0 | 0.025455 | 0.046294 | 0.1319 | 0 | 0.001197 | 0.51072 | 0 | 0.052117 |  | 0.0010906 | 0.18143 | 0 | 0.025711 | 0.02949 | 0.13299 | 0 | 8.1802e-05 | 0.56923 | 0 | 0.059979 | 0.00089175 | 0.1597 | 0 | 0.021705 | 0.024631 | 0.11209 | 0 | 0 | 0.58183 | 0 | 0.09916 | 0.00088709 | 0.14833 | 0 | 0.022272 | 0.023733 | 0.1148 | 0 | 0 | 0.58928 | 0 | 0.1007 | 0.00090929 | 0.12912 | 0 | 0.024264 | 0.021245 | 0.11682 | 0 | 0 | 0.6036 | 0 | 0.10404 | 0.00081235 | 0.10014 | 0 | 0.024853 | 0.02665 | 0.10527 | 0 | 0 | 0.63599 | 0 | 0.10629 | 0.00079007 | 0.091026 | 0 | 0.025523 | 0.023491 | 0.10194 | 0 | 0 | 0.64905 | 0 | 0.10818 | 0.00066858 | 0.076533 | 0 | 0.022931 | 0.020475 | 0.091191 | 0 | 0 | 0.6631 | 0 | 0.1251
NV | 0 |  | 0.001076 | 0.11392 | 0.050329 | 0.051477 | 0.57561 | 0 | 0 | 0.010863 | 0.0096354 | 0 | 0.18709 |  | 0.0012048 | 0.066382 | 0.056355 | 0.057637 | 0.55381 | 0 | 0 | 0.012571 | 0.01076 | 0 | 0.24128 |  | 0.0010265 | 0.027591 | 0.048012 | 0.049109 | 0.63021 | 0 | 0 | 0.0070163 | 0.0091427 | 0 | 0.2279 | 0.0010331 | 0.026221 | 0.048321 | 0.049427 | 0.63049 | 0 | 0 | 0.0073096 | 0.0091769 | 0 | 0.22802 | 0.0010513 | 0.024168 | 0.049174 | 0.050302 | 0.61493 | 0 | 0 | 0.0075692 | 0.0093104 | 0 | 0.2435 | 0.0010909 | 0.020374 | 0.051024 | 0.052197 | 0.59882 | 0 | 0 | 0.0074548 | 0.0096381 | 0 | 0.2594 | 0.0012614 | 0.0063663 | 0.059002 | 0.060292 | 0.52764 | 0 | 0 | 0.0027706 | 0.010498 | 0 | 0.33217 | 0.0011036 | 0.014575 | 0.055373 | 0.056586 | 0.46167 | 0 | 0 | 0.0024731 | 0.0079381 | 0 | 0.40028 | 0.0012161 | 0.010649 | 0.061019 | 0.06221 | 0.37174 | 0 | 0 | 0 | 0.0094263 | 0 | 0.48374
NH | 0 |  | 0.037711 | 0.070386 | 0 | 0.094796 | 0.087787 | 0.66224 | 0 | 0 | 0.039358 | 0 | 0.0077179 |  | 0.0088815 | 0.021286 | 0 | 0.077754 | 0.034008 | 0.54319 | 0 | 0 | 0.30129 | 0 | 0.013593 |  | 0.0065149 | 0.018173 | 0 | 0.071353 | 0.065659 | 0.49761 | 0 | 0 | 0.32833 | 0 | 0.012365 | 0.015114 | 0.011356 | 0 | 0.072793 | 0.046508 | 0.50677 | 0 | 0 | 0.33484 | 0 | 0.012628 | 0.013005 | 0.008333 | 0 | 0.062747 | 0.035923 | 0.43608 | 0 | 0 | 0.43313 | 0 | 0.010791 | 0.011318 | 0.00878 | 0 | 0.063361 | 0.029189 | 0.43959 | 0 | 0 | 0.43696 | 0 | 0.010802 | 0.0067999 | 0.0071207 | 0 | 0.063976 | 0.028246 | 0.44309 | 0 | 0 | 0.43996 | 0 | 0.010811 | 0.0048576 | 0.0069728 | 0 | 0.065265 | 0.013025 | 0.45124 | 0 | 0 | 0.44771 | 0 | 0.010933 | 0.0047709 | 0.0065313 | 0 | 0.064946 | 0.0027063 | 0.44826 | 0 | 0 | 0.462 | 0 | 0.010786
NJ | 0 |  | 0.0096341 | 0 | 0 | 0.00022245 | 0.57671 | 0.37165 | 0 | 0.00048243 | 0.0032131 | 0 | 0.038089 |  | 0.0098673 | 0 | 0 | 0.00022783 | 0.55443 | 0.38064 | 0 | 0.00035822 | 0.003935 | 0 | 0.050537 |  | 0.0095486 | 0 | 0 | 0.00022087 | 0.54517 | 0.36835 | 0.03157 | 0 | 0.0037982 | 0 | 0.041346 | 0.0096183 | 0.00013746 | 0 | 0.00022289 | 0.51477 | 0.37104 | 0.051824 | 0 | 0.0038161 | 0 | 0.048573 | 0.0095608 | 0.00027328 | 0 | 0.00022195 | 0.51802 | 0.36882 | 0.051374 | 0 | 0.0037836 | 0 | 0.047946 | 0.009113 | 0.00039071 | 0 | 0.00021194 | 0.50754 | 0.35155 | 0.089877 | 0 | 0.0035552 | 0 | 0.037764 | 0.0088075 | 0 | 0 | 0.0002052 | 0.4576 | 0.33976 | 0.15018 | 0 | 0.0034254 | 0 | 0.040012 | 0.0087962 | 0 | 0 | 0.00020531 | 0.4403 | 0.33933 | 0.16472 | 0 | 0.0034543 | 0 | 0.043191 | 0.0093044 | 0 | 0 | 0.00021839 | 0.40655 | 0.3603 | 0.17443 | 0 | 0.0036589 | 0 | 0.045542
NM | 0 |  | 0.00045543 | 0.33962 | 0.0019916 | 0.0049784 | 0.14683 | 0 | 0 | 0 | 0.44593 | 0 | 0.060191 |  | 0.00041304 | 0.28497 | 0.0018062 | 0.004515 | 0.11468 | 0 | 0 | 0.0013608 | 0.44336 | 0 | 0.14889 |  | 0.00042719 | 0.26455 | 0.0018681 | 0.0046778 | 0.086639 | 0 | 0 | 0.00089786 | 0.49975 | 0 | 0.14119 | 0.00036844 | 0.18356 | 0.0016112 | 0.0040415 | 0.044784 | 0 | 0 | 0 | 0.60069 | 0 | 0.16495 | 0.00033646 | 0.15145 | 0.0014713 | 0.0036971 | 0.038399 | 0 | 0 | 0.00018707 | 0.63349 | 0 | 0.17097 | 0.00034143 | 0.13297 | 0.0014931 | 0.0037583 | 0.031251 | 0 | 0 | 0.00090902 | 0.64931 | 0 | 0.17997 | 0.00025879 | 0.0048466 | 0.0013114 | 0.0033066 | 0.023119 | 0 | 0 | 0.00021716 | 0.81243 | 0 | 0.15451 | 0.00025259 | 0 | 0.0012799 | 0.003233 | 0.015131 | 0 | 0 | 0.00022803 | 0.81185 | 0 | 0.16803 | 0.00024482 | 0 | 0.0013012 | 0.0032924 | 0.012594 | 0 | 0 | 0.00029772 | 0.81161 | 0 | 0.17066
NY | 0 |  | 0.013553 | 0.0094635 | 0 | 0.24246 | 0.35832 | 0.23771 | 0 | 0.057902 | 0.062422 | 0 | 0.018179 |  | 0.014417 | 0.008188 | 0 | 0.24127 | 0.33262 | 0.23654 | 0.0029618 | 0.057539 | 0.075753 | 0 | 0.030714 |  | 0.013954 | 0.0075085 | 0 | 0.23648 | 0.32389 | 0.23156 | 0.004189 | 0.052451 | 0.095603 | 0 | 0.034362 | 0.012757 | 0.007046 | 0 | 0.23402 | 0.29683 | 0.22227 | 0.030019 | 0.04625 | 0.11639 | 0 | 0.034418 | 0.012353 | 0.0054883 | 0 | 0.22687 | 0.28089 | 0.21523 | 0.067396 | 0.044077 | 0.11319 | 0 | 0.03452 | 0.01197 | 0.0061852 | 0 | 0.22332 | 0.26522 | 0.20856 | 0.087613 | 0.042711 | 0.12032 | 0 | 0.034102 | 0.011888 | 0.0016997 | 0 | 0.22232 | 0.23647 | 0.20714 | 0.12268 | 0.04242 | 0.12011 | 0 | 0.035276 | 0.011778 | 0.0015951 | 0 | 0.21775 | 0.20157 | 0.20217 | 0.11679 | 0.041403 | 0.14648 | 0 | 0.060453 | 0.011392 | 0.0011939 | 0 | 0.20862 | 0.17845 | 0.19301 | 0.11191 | 0.037153 | 0.17258 | 0 | 0.085687
NC | 0.1992 |  | 0.0024819 | 0.34434 | 0 | 0.035776 | 0.26147 | 0.26958 | 0 | 0.00013918 | 0.0032186 | 0 | 0.082988 |  | 0.0027284 | 0.28295 | 0 | 0.038087 | 0.29152 | 0.28701 | 0 | 4.7354e-05 | 0.0034883 | 0 | 0.09416 |  | 0.0027736 | 0.25569 | 0 | 0.039589 | 0.30211 | 0.29824 | 0 | 3.0632e-06 | 0.0036253 | 0 | 0.097977 | 0.0027938 | 0.24758 | 0 | 0.040307 | 0.303 | 0.30358 | 0 | 2.2499e-05 | 0.0036805 | 0 | 0.099034 | 0.0028429 | 0.22637 | 0 | 0.041027 | 0.3019 | 0.30892 | 0.010903 | 0 | 0.0037348 | 0 | 0.1043 | 0.0027627 | 0.16864 | 0 | 0.040532 | 0.29633 | 0.3002 | 0.031508 | 0 | 0.0036197 | 0 | 0.1564 | 0.0029264 | 0.12612 | 0 | 0.043695 | 0.26912 | 0.32263 | 0.044959 | 0 | 0.0038796 | 0 | 0.18666 | 0.0029079 | 0.12637 | 0 | 0.043553 | 0.24494 | 0.32065 | 0.07217 | 0 | 0.0033195 | 0 | 0.18608 | 0.0025443 | 0.10929 | 0 | 0.038608 | 0.16482 | 0.28337 | 0.069746 | 0 | 0.1093 | 0 | 0.22232
ND | 0 |  | 0 | 0.49653 | 0 | 0.052155 | 0.02483 | 0 | 0 | 0.002986 | 0.4235 | 0 | 0 |  | 0 | 0.37168 | 0 | 0.053511 | 0.016729 | 0 | 0 | 4.6627e-05 | 0.55803 | 0 | 0 |  | 0 | 0.27365 | 0 | 0.05273 | 0.0092782 | 0 | 0 | 0 | 0.66434 | 0 | 0 | 0 | 0.18214 | 0 | 0.050504 | 0.0061243 | 0 | 0 | 0 | 0.75871 | 0 | 0.002515 | 0 | 0.071711 | 0 | 0.051128 | 0.0044025 | 0 | 0 | 0 | 0.87023 | 0 | 0.0025282 | 0 | 0.04468 | 0 | 0.050412 | 0.0054385 | 0 | 0 | 0 | 0.89699 | 0 | 0.002477 | 0 | 0.023696 | 0 | 0.048053 | 0.0061324 | 0 | 0 | 0 | 0.91977 | 0 | 0.0023464 | 0 | 0.014416 | 0 | 0.04683 | 0.005466 | 0 | 0 | 0 | 0.93101 | 0 | 0.0022805 | 0 | 0.011776 | 0 | 0.045176 | 0.0037777 | 0 | 0 | 0 | 0.93707 | 0 | 0.0021983
OH | 0 |  | 0.0031354 | 0.26084 | 0 | 0.0024811 | 0.56437 | 0.12971 | 0 | 0.0026649 | 0.022643 | 0 | 0.014162 |  | 0.002877 | 0.23798 | 0 | 0.002345 | 0.58485 | 0.12259 | 0 | 0.0021993 | 0.020632 | 0 | 0.026528 |  | 0.0028731 | 0.2236 | 0 | 0.0023461 | 0.59356 | 0.12243 | 0.00022524 | 0.00095424 | 0.021258 | 0 | 0.03276 | 0.0029579 | 0.22415 | 0 | 0.0024201 | 0.58788 | 0.12606 | 0.00050568 | 0.00069541 | 0.02183 | 0 | 0.033495 | 0.002963 | 0.21844 | 0 | 0.0024286 | 0.59368 | 0.12628 | 0.00050519 | 0.00057563 | 0.021809 | 0 | 0.033319 | 0.0031185 | 0.16018 | 0 | 0.0025607 | 0.64283 | 0.1329 | 0.00053026 | 0.00014867 | 0.022892 | 0 | 0.034837 | 0.0034428 | 0.10216 | 0 | 0.0028119 | 0.65886 | 0.14568 | 0.00026774 | 0.00016297 | 0.023968 | 0 | 0.062641 | 0.0036051 | 0.072416 | 0 | 0.0029419 | 0.67206 | 0.15215 | 0.00060378 | 0 | 0.026065 | 0 | 0.070159 | 0.0038238 | 0.033726 | 0 | 0.0031588 | 0.67303 | 0.16307 | 0.00064538 | 0 | 0.023623 | 0 | 0.098919
OK | 0 |  | 0.00030882 | 0.14603 | 0 | 0.026091 | 0.26146 | 0 | 0 | 0.063597 | 0.50122 | 0 | 0.001292 |  | 0.00028536 | 0.082004 | 0 | 0.024108 | 0.22705 | 0 | 0 | 0.053159 | 0.59653 | 0 | 0.01686 |  | 0.00026742 | 0.038804 | 0 | 0.022614 | 0.20465 | 0 | 0 | 0.031704 | 0.65769 | 0 | 0.044271 | 0.00027262 | 0.021683 | 0 | 0.023054 | 0.16281 | 0 | 0 | 0.030905 | 0.71609 | 0 | 0.045187 | 0.00027888 | 0.012632 | 0 | 0.023491 | 0.13904 | 0 | 0 | 0.029622 | 0.74908 | 0 | 0.045863 | 0.00027439 | 0.0061178 | 0 | 0.024381 | 0.11127 | 0 | 0 | 0.028419 | 0.78265 | 0 | 0.046893 | 0.00021983 | 0 | 0 | 0.021035 | 0.068702 | 0 | 0 | 0.022626 | 0.81755 | 0 | 0.069863 | 0.00018765 | 0 | 0 | 0.019118 | 0.04886 | 0 | 0 | 0.017595 | 0.85071 | 0 | 0.063525 | 0.00015755 | 0 | 0 | 0.018201 | 0.039666 | 0 | 0 | 0.011162 | 0.87041 | 0 | 0.060401
OR | 0 |  | 0.0038833 | 0 | 0.0022065 | 0.53692 | 0.26072 | 0 | 0 | 0 | 0.16065 | 0 | 0.035624 |  | 0.0037442 | 0 | 0.0023453 | 0.57068 | 0.2097 | 0 | 0 | 0 | 0.17581 | 0 | 0.037728 |  | 0.0037141 | 0 | 0.0023385 | 0.56987 | 0.21084 | 0 | 0 | 0 | 0.17588 | 0 | 0.037362 | 0.0036508 | 0.00049166 | 0.0023215 | 0.58288 | 0.19577 | 0 | 0 | 0 | 0.17805 | 0 | 0.03683 | 0.003736 | 0.0009995 | 0.0023597 | 0.59332 | 0.17965 | 0 | 0 | 0 | 0.18274 | 0 | 0.037204 | 0.0037204 | 0.001504 | 0.019295 | 0.59903 | 0.15049 | 0 | 0 | 0 | 0.1889 | 0 | 0.037058 | 0.0036228 | 0 | 0.020945 | 0.64117 | 0.09049 | 0 | 0 | 0 | 0.20445 | 0 | 0.03932 | 0.0032898 | 0 | 0.020869 | 0.64027 | 0.0783 | 0 | 0 | 0 | 0.21494 | 0 | 0.042332 | 0.0032274 | 0 | 0.021514 | 0.66165 | 0.055208 | 0 | 0 | 0 | 0.21489 | 0 | 0.043511
PA | 0 |  | 0.0060648 | 0.12655 | 0 | 0.012162 | 0.49423 | 0.30885 | 0 | 0.021218 | 0.028575 | 0 | 0.0023464 |  | 0.0060133 | 0.094842 | 0 | 0.013081 | 0.50835 | 0.31543 | 0 | 0.020186 | 0.038471 | 0 | 0.0036266 |  | 0.005981 | 0.0893 | 0 | 0.01304 | 0.51685 | 0.314 | 0 | 0.01871 | 0.038495 | 0 | 0.0036236 | 0.0061312 | 0.083494 | 0 | 0.013389 | 0.51122 | 0.32194 | 0 | 0.020613 | 0.039521 | 0 | 0.0036893 | 0.0061572 | 0.076555 | 0 | 0.01347 | 0.51474 | 0.32345 | 0 | 0.022189 | 0.039765 | 0 | 0.0036806 | 0.0062183 | 0.061693 | 0 | 0.013673 | 0.52376 | 0.32785 | 0 | 0.022835 | 0.040265 | 0 | 0.0037047 | 0.0066539 | 0.037134 | 0 | 0.014673 | 0.51863 | 0.35135 | 0 | 0.024475 | 0.043138 | 0 | 0.0039423 | 0.0068021 | 0.033957 | 0 | 0.015011 | 0.50824 | 0.35895 | 0 | 0.025145 | 0.047897 | 0 | 0.0039994 | 0.0071299 | 0.033432 | 0 | 0.015727 | 0.4821 | 0.37554 | 0 | 0.021571 | 0.060593 | 0 | 0.0039027
RI | 0 |  | 0.046854 | 0 | 0 | 0.0016308 | 0.81113 | 0 | 0.024273 | 0.0023453 | 0 | 0 | 0.11377 |  | 0.078657 | 0 | 0 | 0.0030198 | 0.62586 | 0 | 0.046065 | 0.0043427 | 0 | 0 | 0.24205 |  | 0.033537 | 0 | 0 | 0.0013015 | 0.41515 | 0 | 0.44658 | 0 | 0 | 0 | 0.10343 | 0.021577 | 0.0012231 | 0 | 0.00079121 | 0.24027 | 0 | 0.67382 | 0 | 0 | 0 | 0.062323 | 0.021438 | 0.0024304 | 0 | 0.00078754 | 0.22534 | 0 | 0.68852 | 0 | 0 | 0 | 0.061489 | 0.021231 | 0.0036968 | 0 | 0.00080005 | 0.21605 | 0 | 0.6963 | 0 | 0 | 0 | 0.061918 | 0.021221 | 0 | 0 | 0.0008221 | 0.20322 | 0 | 0.71168 | 0 | 0 | 0 | 0.063064 | 0.021397 | 0 | 0 | 0.0008395 | 0.18991 | 0 | 0.72402 | 0 | 0 | 0 | 0.063833 | 0.02329 | 0 | 0 | 0.00091962 | 0.11702 | 0 | 0.78946 | 0 | 0 | 0 | 0.069312
SC | 0 |  | 0.0054572 | 0.25302 | 0 | 0.024227 | 0.143 | 0.53813 | 0 | 0.0097175 | 0 | 0 | 0.026457 |  | 0.0046184 | 0.19018 | 0 | 0.025466 | 0.16432 | 0.56564 | 0 | 0.0076807 | 0 | 0 | 0.042091 |  | 0.0043333 | 0.14729 | 0 | 0.026803 | 0.17284 | 0.59435 | 0 | 0.007911 | 0 | 0 | 0.046472 | 0.0024213 | 0.1427 | 0 | 0.027248 | 0.16865 | 0.6032 | 0 | 0.0080572 | 0 | 0 | 0.047715 | 0.0024478 | 0.12903 | 0 | 0.027591 | 0.16029 | 0.6098 | 0 | 0.0081166 | 0 | 0 | 0.06273 | 0.0024275 | 0.097877 | 0 | 0.027408 | 0.14749 | 0.60473 | 0 | 0.0080493 | 0 | 0 | 0.11202 | 0.0019899 | 0.021507 | 0 | 0.029538 | 0.12288 | 0.64571 | 0 | 0.0034378 | 0 | 0 | 0.17494 | 0.0016211 | 0.012546 | 0 | 0.024102 | 0.075953 | 0.52603 | 0 | 0.0031626 | 0 | 0 | 0.35659 | 0.0013819 | 0.011832 | 0 | 0.021004 | 0.038536 | 0.45769 | 0 | 0 | 0 | 0 | 0.46955
SD | 0 |  | 0 | 0.14511 | 0 | 0.24026 | 0.13139 | 0 | 0 | 0.00154 | 0.4816 | 0 | 9.6609e-05 |  | 0 | 0.12532 | 0 | 0.25005 | 0.12418 | 0 | 0 | 0.00010662 | 0.50024 | 0 | 9.9815e-05 |  | 0 | 0.0838 | 0 | 0.24645 | 0.099714 | 0 | 0 | 0.00010535 | 0.56983 | 0 | 9.3101e-05 | 0 | 0.031639 | 0 | 0.25788 | 0.082041 | 0 | 0 | 0 | 0.62835 | 0 | 9.311e-05 | 0 | 0.019718 | 0 | 0.26083 | 0.058826 | 0 | 0 | 0 | 0.66053 | 0 | 9.6549e-05 | 0 | 0.01921 | 0 | 0.24918 | 0.036582 | 0 | 0 | 0 | 0.69496 | 0 | 6.5923e-05 | 0 | 0 | 0 | 0.19541 | 0.025919 | 0 | 0 | 0 | 0.77862 | 0 | 5.1314e-05 | 0 | 0 | 0 | 0.1347 | 0.016992 | 0 | 0 | 0 | 0.84807 | 0 | 0.00022997 | 0 | 0 | 0 | 0.12413 | 0.010161 | 0 | 0 | 0 | 0.86548 | 0 | 0.00022204
TN | 0 |  | 0.00062038 | 0.27749 | 0 | 0.10435 | 0.20853 | 0.39759 | 0 | 0 | 0.00034305 | 0 | 0.01108 |  | 0.00065893 | 0.22861 | 0 | 0.11084 | 0.22214 | 0.42229 | 0 | 6.992e-05 | 0.00069005 | 0 | 0.014706 |  | 0.00067484 | 0.21095 | 0 | 0.11358 | 0.22652 | 0.43249 | 0 | 0.00012531 | 0.00070671 | 0 | 0.014956 | 0.00066358 | 0.20727 | 0 | 0.11601 | 0.22168 | 0.42528 | 0 | 0.00012322 | 0.00025544 | 0 | 0.02872 | 0.00067769 | 0.11546 | 0 | 0.11854 | 0.26211 | 0.43432 | 0 | 0.00012584 | 0.00026087 | 0 | 0.068514 | 0.00066099 | 0.077535 | 0 | 0.11884 | 0.2511 | 0.42361 | 0 | 0 | 0.00025444 | 0 | 0.12799 | 0.0006764 | 0.0047965 | 0 | 0.12184 | 0.25076 | 0.43349 | 0 | 0 | 0.00028278 | 0 | 0.18815 | 0.00066587 | 0.0047218 | 0 | 0.12017 | 0.24959 | 0.42674 | 0 | 0 | 0.00047296 | 0 | 0.19764 | 0.00062108 | 0 | 0 | 0.1143 | 0.24371 | 0.40513 | 0 | 0 | 0.00027064 | 0 | 0.23596
TX | 0 |  | 0.0016913 | 0.18094 | 0 | 0.0021358 | 0.34062 | 0.089182 | 0 | 0.013336 | 0.30475 | 0 | 0.067354 |  | 0.0014908 | 0.13648 | 0 | 0.0020519 | 0.34182 | 0.086672 | 0 | 0.015122 | 0.32324 | 0 | 0.093122 |  | 0.0013193 | 0.10231 | 0 | 0.0020085 | 0.33155 | 0.087302 | 0 | 0.014257 | 0.32311 | 0 | 0.13815 | 0.0010794 | 0.08547 | 0 | 0.0019784 | 0.29801 | 0.085085 | 0 | 0.012308 | 0.35246 | 0 | 0.16362 | 0.0010565 | 0.05327 | 0 | 0.0019351 | 0.2358 | 0.081507 | 0 | 0.011095 | 0.41681 | 0 | 0.19853 | 0.0010838 | 0.031601 | 0 | 0.0019042 | 0.15974 | 0.077473 | 0 | 0.01024 | 0.4985 | 0 | 0.21945 | 0.00056841 | 0.078832 | 0 | 0.0018006 | 0.10897 | 0.065335 | 0 | 0.0088783 | 0.50933 | 0 | 0.22629 | 0.00052542 | 0.081069 | 0 | 0.0017691 | 0.085531 | 0.063307 | 0 | 0.0093084 | 0.52737 | 0 | 0.23112 | 0.00047716 | 0.0794 | 0 | 0.0017434 | 0.067899 | 0.060848 | 0 | 0.0090692 | 0.5394 | 0 | 0.24116
UT | 0 |  | 0.0011455 | 0.66343 | 0.0059308 | 0.017532 | 0.2109 | 0 | 0 | 0.0006601 | 0.012301 | 0 | 0.0881 |  | 0.00082273 | 0.72022 | 0.0065216 | 0.019189 | 0.13534 | 0 | 0 | 0.00031315 | 0.017149 | 0 | 0.10044 |  | 0.0011827 | 0.58634 | 0.0089232 | 0.026391 | 0.19811 | 0 | 0 | 0.00050432 | 0.02343 | 0 | 0.15512 | 0.001238 | 0.5823 | 0.0091171 | 0.026977 | 0.16693 | 0 | 0 | 0.00017569 | 0.023905 | 0 | 0.18935 | 0.0012378 | 0.5585 | 0.0091534 | 0.027097 | 0.1768 | 0 | 0 | 0 | 0.022307 | 0 | 0.2049 | 0.001177 | 0.54849 | 0.032841 | 0.027612 | 0.15929 | 0 | 0 | 0.00052911 | 0.024373 | 0 | 0.20569 | 0.0012182 | 0.44542 | 0.044427 | 0.03735 | 0.15212 | 0 | 0 | 0.0046278 | 0.032923 | 0 | 0.28192 | 0.0010846 | 0.42043 | 0.040327 | 0.033919 | 0.13461 | 0 | 0 | 0.0043914 | 0.016942 | 0 | 0.3483 | 0.0012926 | 0.39199 | 0.048086 | 0.040449 | 0.047998 | 0 | 0 | 0.0035967 | 0.029823 | 0 | 0.43676
VT | 0 |  | 0 | 0 | 0 | 0.88036 | 0 | 0 | 0 | 0 | 0.11964 | 0 | 0 |  | 0.010834 | 0 | 0 | 0.33316 | 0 | 0 | 0 | 0.013832 | 0.58108 | 0 | 0.0611 |  | 0.011553 | 0 | 0 | 0.35578 | 0 | 0 | 0 | 0 | 0.5894 | 0 | 0.043265 | 0.010897 | 0.0026822 | 0 | 0.3361 | 0.0039396 | 0 | 0 | 0 | 0.58567 | 0 | 0.060708 | 0.008498 | 0.0041835 | 0 | 0.2625 | 0.0061444 | 0 | 0 | 0 | 0.67923 | 0 | 0.039447 | 0.0076772 | 0.005669 | 0 | 0.23751 | 0.0083266 | 0 | 0 | 0 | 0.70165 | 0 | 0.039163 | 0.0075427 | 0 | 0 | 0.23368 | 0.010908 | 0 | 0 | 0 | 0.70837 | 0 | 0.039505 | 0.0069692 | 0 | 0 | 0.21625 | 0.010078 | 0 | 0 | 0 | 0.73707 | 0 | 0.029638 | 0.0068717 | 0 | 0 | 0.21355 | 0.0099372 | 0 | 0 | 0 | 0.73402 | 0 | 0.035621
VA | 0.0070388 |  | 0.020308 | 0.10478 | 0 | 0.013708 | 0.50213 | 0.2771 | 0.00023128 | 0 | 0.00069653 | 0 | 0.08104 |  | 0.012602 | 0.057052 | 0 | 0.013487 | 0.53441 | 0.27265 | 0.00066293 | 0.0013859 | 0.0024098 | 0 | 0.10534 |  | 0.0091607 | 0 | 0 | 0.013523 | 0.5403 | 0.27326 | 0.05284 | 0.0024215 | 0.0032859 | 0 | 0.10521 | 0.0085808 | 0.00038403 | 0 | 0.01338 | 0.51944 | 0.27024 | 0.08056 | 0.00084425 | 0.0032409 | 0 | 0.10333 | 0.0082418 | 0.00078201 | 0 | 0.013628 | 0.51342 | 0.27515 | 0.081018 | 0 | 0.0032908 | 0 | 0.10447 | 0.0077187 | 0.0012049 | 0 | 0.014355 | 0.5013 | 0.28263 | 0.082863 | 0 | 0.0033711 | 0 | 0.10656 | 0.0071127 | 0 | 0 | 0.015531 | 0.45862 | 0.30663 | 0.093606 | 0 | 0.0036476 | 0 | 0.11485 | 0.0069519 | 0 | 0 | 0.015972 | 0.44682 | 0.3152 | 0.094079 | 0 | 0.0037394 | 0 | 0.11724 | 0.0073252 | 0 | 0 | 0.017619 | 0.40519 | 0.33944 | 0.10103 | 0 | 0.0040163 | 0 | 0.12538
WA | 0 |  | 0.0026307 | 0.039451 | 0 | 0.73468 | 0.069344 | 0.076772 | 0 | 0 | 0.074122 | 0 | 0.0030001 |  | 0.0027315 | 0.040964 | 0 | 0.76284 | 0.030371 | 0.079715 | 0 | 0 | 0.080194 | 0 | 0.0031817 |  | 0.0027501 | 0.033344 | 0 | 0.7685 | 0.029967 | 0.080258 | 0 | 0 | 0.082001 | 0 | 0.0031808 | 0.0027687 | 0.00035833 | 0 | 0.79551 | 0.030566 | 0.080801 | 0 | 0 | 0.086818 | 0 | 0.0031799 | 0.0027161 | 0.00070303 | 0 | 0.78084 | 0.024145 | 0.079265 | 0 | 0 | 0.10925 | 0 | 0.0030838 | 0.0025927 | 0.0010221 | 0 | 0.76014 | 0.010994 | 0.09823 | 0 | 0 | 0.12404 | 0 | 0.0029812 | 0.002474 | 0 | 0 | 0.73609 | 0.0055285 | 0.091858 | 0 | 0 | 0.16118 | 0 | 0.0028651 | 0.002166 | 0 | 0 | 0.73619 | 0.0040116 | 0.078157 | 0 | 0 | 0.17664 | 0 | 0.0028441 | 0.0019807 | 0 | 0 | 0.72402 | 0.0019121 | 0.076756 | 0 | 0 | 0.19275 | 0 | 0.0025779
WV | 0 |  | 0.00063195 | 0.88765 | 0 | 0.024943 | 0.025054 | 0 | 0 | 0 | 0.061412 | 0 | 0.00030789 |  | 0.00074666 | 0.72502 | 0 | 0.02947 | 0.14519 | 0 | 0 | 0 | 0.089962 | 0 | 0.0096184 |  | 0.00090154 | 0.66312 | 0 | 0.035636 | 0.17689 | 0 | 0 | 0 | 0.11192 | 0 | 0.011532 | 0.00090362 | 0.66422 | 0 | 0.035771 | 0.17533 | 0 | 0 | 0 | 0.11229 | 0 | 0.011477 | 0.0010075 | 0.62531 | 0 | 0.03994 | 0.1957 | 0 | 0 | 0 | 0.12533 | 0 | 0.012707 | 0.0012591 | 0.54297 | 0 | 0.05213 | 0.23141 | 0 | 0 | 0 | 0.15647 | 0 | 0.01577 | 0.0022772 | 0.21053 | 0 | 0.094415 | 0.38158 | 0 | 0 | 0 | 0.28288 | 0 | 0.028323 | 0.0026571 | 0.084121 | 0 | 0.11032 | 0.43907 | 0 | 0 | 0 | 0.32983 | 0 | 0.033999 | 0.0029708 | 0 | 0 | 0.12352 | 0.42866 | 0 | 0 | 0 | 0.38421 | 0 | 0.060634
WI | 0 |  | 0.011757 | 0.42606 | 0 | 0.027799 | 0.32612 | 0.15008 | 0 | 0.0059987 | 0.033248 | 0 | 0.018942 |  | 0.0058712 | 0.36267 | 0 | 0.028512 | 0.37535 | 0.15393 | 0 | 0.0073276 | 0.034639 | 0 | 0.031701 |  | 0.005707 | 0.27934 | 0 | 0.027803 | 0.37861 | 0.14994 | 0 | 0.0081729 | 0.054702 | 0 | 0.095728 | 0.0055068 | 0.24835 | 0 | 0.027056 | 0.35692 | 0.14576 | 0 | 0.0071893 | 0.053848 | 0 | 0.15536 | 0.0048888 | 0.16574 | 0 | 0.023834 | 0.28725 | 0.12827 | 0 | 0.0059144 | 0.0746 | 0 | 0.30951 | 0.0048429 | 0.11823 | 0 | 0.026171 | 0.28241 | 0.13978 | 0 | 0.0065266 | 0.089709 | 0 | 0.33233 | 0.0047765 | 0.022754 | 0 | 0.029863 | 0.23111 | 0.15939 | 0 | 0.0064795 | 0.16591 | 0 | 0.37971 | 0.0051102 | 0.015699 | 0 | 0.032955 | 0.19132 | 0.15 | 0 | 0.005308 | 0.18356 | 0 | 0.41605 | 0.0051683 | 0.018801 | 0 | 0.03468 | 0.14727 | 0.15655 | 0 | 0 | 0.19559 | 0 | 0.44194
WY | 0 |  | 0 | 0.78024 | 0 | 0.019448 | 0.013443 | 0 | 0 | 0 | 0.18298 | 0 | 0.0038891 |  | 0 | 0.74497 | 0 | 0.022623 | 0.015114 | 0 | 0 | 0 | 0.2128 | 0 | 0.0044973 |  | 0 | 0.72206 | 0 | 0.021702 | 0.014118 | 0 | 0 | 0 | 0.23784 | 0 | 0.0042783 | 0 | 0.6327 | 0 | 0.021005 | 0.011176 | 0 | 0 | 0 | 0.33101 | 0 | 0.0041111 | 0 | 0.53492 | 0 | 0.020903 | 0.009276 | 0 | 0 | 0 | 0.43082 | 0 | 0.0040783 | 0 | 0.47167 | 0 | 0.020159 | 0.0052689 | 0 | 0 | 0 | 0.49901 | 0 | 0.0038891 | 0 | 0.21545 | 0 | 0.014184 | 0.00459 | 0.030163 | 0 | 0 | 0.73306 | 0 | 0.0025482 | 0 | 0.1867 | 0 | 0.013716 | 0.0036657 | 0.025848 | 0 | 0 | 0.7676 | 0 | 0.0024759 | 0 | 0.14581 | 0 | 0.012211 | 0.0034984 | 0.023169 | 0 | 0 | 0.81368 | 0 | 0.0016355
Resource Mix Canada Future 2019
https://apps.cer-rec.gc.ca/ftrppndc/dflt.aspx?GoCTemplateCulture=en-CA
Canada |  | Hold constant 2043: Hold 2040 values steady
_ | 2019 | 2020 | 2021 | 2022 | 2023 | 2024 | 2025 | 2026 | 2027 | 2028 | 2029 | 2030 | 2031 | 2032 | 2033 | 2034 | 2035 | 2036 | 2037 | 2038 | 2039 | 2040 | 2041 | 2042 | 2043 | 2044 | 2045 | 2046 | 2047 | 2048 | 2049 | 2050
hydro | 397933.3 | 402627.2 | 408801.2 | 409104.9 | 409803.2 | 410410.8 | 415998.7 | 417027.6 | 424774.2 | 427278.4 | 432402.2 | 434464.9 | 437672.3 | 438074.2 | 438437.4 | 438229.7 | 437668.5 | 437068 | 437554.4 | 438049.3 | 438791.5 | 439408.5 | 439408.5 | 439408.5 | 439408.5 | 439408.5 | 439408.5 | 439408.5 | 439408.5 | 439408.5 | 439408.5 | 439408.5
Wind | 30520.06 | 31855.51 | 32503.92 | 36151.39 | 36299.56 | 36956.64 | 41191.91 | 43848.38 | 46871.49 | 49945.48 | 51685.59 | 57191.45 | 58110.04 | 58796.07 | 61569.39 | 62253.34 | 63608.11 | 64330.39 | 64818.48 | 66112.57 | 67083.31 | 68042.43 | 68042.43 | 68042.43 | 68042.43 | 68042.43 | 68042.43 | 68042.43 | 68042.43 | 68042.43 | 68042.43 | 68042.43
Biomass / Geothermal | 7501.38 | 8416.9 | 8693.23 | 8864.01 | 9500.18 | 9533.98 | 9682.53 | 9860.18 | 10061.85 | 10519.88 | 10259.3 | 10352.93 | 10396.97 | 10404.99 | 10735.39 | 10321.26 | 10162.38 | 10170.37 | 10180.67 | 10255.15 | 10271.57 | 10278.23 | 10278.23 | 10278.23 | 10278.23 | 10278.23 | 10278.23 | 10278.23 | 10278.23 | 10278.23 | 10278.23 | 10278.23
Solar | 3315.54 | 3388.2 | 3682.47 | 4440.24 | 4478.79 | 4590.14 | 4808.51 | 4912.05 | 4997.52 | 5098.73 | 5157.59 | 5305.96 | 5365.09 | 5495.42 | 5555.94 | 5714.31 | 5986.34 | 6226.28 | 6413.99 | 6513.83 | 6685.86 | 6899.39 | 6899.39 | 6899.39 | 6899.39 | 6899.39 | 6899.39 | 6899.39 | 6899.39 | 6899.39 | 6899.39 | 6899.39
Uranium | 95084.66 | 90006.13 | 90856.79 | 76402.88 | 71968.66 | 77688.93 | 62446.98 | 69408.98 | 69431.32 | 75685.96 | 69565.34 | 75819.98 | 69699.37 | 75954.01 | 75954.01 | 82208.65 | 82208.65 | 81960.56 | 82173.16 | 82208.65 | 82208.65 | 82208.65 | 82208.65 | 82208.65 | 82208.65 | 82208.65 | 82208.65 | 82208.65 | 82208.65 | 82208.65 | 82208.65 | 82208.65
Coal & Coke | 53846.08 | 47786.27 | 40776.63 | 27786.16 | 25337.82 | 22069.36 | 23150.15 | 22468.65 | 22169.24 | 13040.36 | 3043.49 | 3218.76 | 3270.25 | 2176.8 | 2288.55 | 1779.81 | 1698.25 | 1748.18 | 1540.44 | 1544.78 | 1320.41 | 1383.67 | 1383.67 | 1383.67 | 1383.67 | 1383.67 | 1383.67 | 1383.67 | 1383.67 | 1383.67 | 1383.67 | 1383.67
Natural Gas | 60062.22 | 69594.17 | 70017.75 | 83907.92 | 89613.4 | 92019.16 | 98143.27 | 95179.87 | 93903.77 | 102719.9 | 115328.2 | 111588.5 | 116807.5 | 116470 | 115858.1 | 116055.2 | 118823.8 | 121006.5 | 122821.1 | 124353.6 | 125902.4 | 126905.8 | 126905.8 | 126905.8 | 126905.8 | 126905.8 | 126905.8 | 126905.8 | 126905.8 | 126905.8 | 126905.8 | 126905.8
Oil | 2481.75 | 2090.11 | 2284.62 | 2243.79 | 2147.31 | 2053.78 | 2093.09 | 2145.71 | 2093.9 | 1945.04 | 1903.21 | 1867.16 | 1915.12 | 1904.6 | 1934.41 | 1751.45 | 1606.78 | 1616.69 | 1621.84 | 1642.52 | 1652.26 | 1690.29 | 1690.29 | 1690.29 | 1690.29 | 1690.29 | 1690.29 | 1690.29 | 1690.29 | 1690.29 | 1690.29 | 1690.29
Total | 650744.99 | 655764.49 | 657616.61 | 648901.29 | 649148.92 | 655322.79 | 657515.14 | 664851.42 | 674303.29 | 686233.75 | 689344.92 | 699809.64 | 703236.64 | 709276.09 | 712333.19 | 718313.72 | 721762.81 | 724126.97 | 727124.08 | 730680.4 | 733915.96 | 736816.96 | 736816.96 | 736816.96 | 736816.96 | 736816.96 | 736816.96 | 736816.96 | 736816.96 | 736816.96 | 736816.96 | 736816.96
Resource Fraction Canada |  | REEDS 2022: Note: biomass/geothermal evenly apportioned; All oil attributed to petroleum
hard coal | 0.082745 | 0.072871 | 0.062007 | 0.04282 | 0.039032 | 0.033677 | 0.035209 | 0.033795 | 0.032877 | 0.019003 | 0.004415 | 0.0045995 | 0.0046503 | 0.003069 | 0.0032128 | 0.0024778 | 0.0023529 | 0.0024142 | 0.0021185 | 0.0021142 | 0.0017991 | 0.0018779 | 0.0018779 | 0.0018779 | 0.0018779 | 0.0018779 | 0.0018779 | 0.0018779 | 0.0018779 | 0.0018779 | 0.0018779 | 0.0018779
natural gas steam turbine | 0.092298 | 0.10613 | 0.10647 | 0.12931 | 0.13805 | 0.14042 | 0.14926 | 0.14316 | 0.13926 | 0.14969 | 0.1673 | 0.15946 | 0.1661 | 0.16421 | 0.16265 | 0.16157 | 0.16463 | 0.16711 | 0.16891 | 0.17019 | 0.17155 | 0.17224 | 0.17224 | 0.17224 | 0.17224 | 0.17224 | 0.17224 | 0.17224 | 0.17224 | 0.17224 | 0.17224 | 0.17224
nuclear | 0.14612 | 0.13725 | 0.13816 | 0.11774 | 0.11087 | 0.11855 | 0.094974 | 0.1044 | 0.10297 | 0.11029 | 0.10092 | 0.10834 | 0.099112 | 0.10709 | 0.10663 | 0.11445 | 0.1139 | 0.11319 | 0.11301 | 0.11251 | 0.11201 | 0.11157 | 0.11157 | 0.11157 | 0.11157 | 0.11157 | 0.11157 | 0.11157 | 0.11157 | 0.11157 | 0.11157 | 0.11157
hydro | 0.6115 | 0.61398 | 0.62164 | 0.63046 | 0.63129 | 0.62627 | 0.63268 | 0.62725 | 0.62995 | 0.62264 | 0.62727 | 0.62083 | 0.62237 | 0.61764 | 0.61549 | 0.61008 | 0.60639 | 0.60358 | 0.60176 | 0.59951 | 0.59788 | 0.59636 | 0.59636 | 0.59636 | 0.59636 | 0.59636 | 0.59636 | 0.59636 | 0.59636 | 0.59636 | 0.59636 | 0.59636
onshore wind | 0.0469 | 0.048578 | 0.049427 | 0.055712 | 0.055919 | 0.056395 | 0.062648 | 0.065952 | 0.069511 | 0.072782 | 0.074978 | 0.081724 | 0.082632 | 0.082896 | 0.086433 | 0.086666 | 0.088129 | 0.088839 | 0.089144 | 0.090481 | 0.091405 | 0.092346 | 0.092346 | 0.092346 | 0.092346 | 0.092346 | 0.092346 | 0.092346 | 0.092346 | 0.092346 | 0.092346 | 0.092346
solar PV | 0.005095 | 0.0051668 | 0.0055997 | 0.0068427 | 0.0068995 | 0.0070044 | 0.0073132 | 0.0073882 | 0.0074114 | 0.00743 | 0.0074819 | 0.007582 | 0.0076291 | 0.0077479 | 0.0077996 | 0.0079552 | 0.0082941 | 0.0085983 | 0.008821 | 0.0089147 | 0.0091098 | 0.0093638 | 0.0093638 | 0.0093638 | 0.0093638 | 0.0093638 | 0.0093638 | 0.0093638 | 0.0093638 | 0.0093638 | 0.0093638 | 0.0093638 | [17 empty] | 0
solar thermal | 0 | 0 | 0 | 0 | 0 | 0 | 0 | 0 | 0 | 0 | 0 | 0 | 0 | 0 | 0 | 0 | 0 | 0 | 0 | 0 | 0 | 0 | 0 | 0 | 0 | 0 | 0 | 0 | 0 | 0 | 0 | 0
biomass | 0.0057637 | 0.0064176 | 0.0066096 | 0.00683 | 0.0073174 | 0.0072743 | 0.007363 | 0.0074153 | 0.0074609 | 0.0076649 | 0.0074413 | 0.007397 | 0.0073922 | 0.0073349 | 0.0075354 | 0.0071844 | 0.00704 | 0.0070225 | 0.0070006 | 0.0070175 | 0.0069978 | 0.0069748 | 0.0069748 | 0.0069748 | 0.0069748 | 0.0069748 | 0.0069748 | 0.0069748 | 0.0069748 | 0.0069748 | 0.0069748 | 0.0069748
geothermal | 0.0057637 | 0.0064176 | 0.0066096 | 0.00683 | 0.0073174 | 0.0072743 | 0.007363 | 0.0074153 | 0.0074609 | 0.0076649 | 0.0074413 | 0.007397 | 0.0073922 | 0.0073349 | 0.0075354 | 0.0071844 | 0.00704 | 0.0070225 | 0.0070006 | 0.0070175 | 0.0069978 | 0.0069748 | 0.0069748 | 0.0069748 | 0.0069748 | 0.0069748 | 0.0069748 | 0.0069748 | 0.0069748 | 0.0069748 | 0.0069748 | 0.0069748
petroleum | 0.0038137 | 0.0031873 | 0.0034741 | 0.0034578 | 0.0033079 | 0.003134 | 0.0031833 | 0.0032274 | 0.0031053 | 0.0028344 | 0.0027609 | 0.0026681 | 0.0027233 | 0.0026853 | 0.0027156 | 0.0024383 | 0.0022262 | 0.0022326 | 0.0022305 | 0.0022479 | 0.0022513 | 0.002294 | 0.002294 | 0.002294 | 0.002294 | 0.002294 | 0.002294 | 0.002294 | 0.002294 | 0.002294 | 0.002294 | 0.002294
natural gas steam turbine | 0 | 0 | 0 | 0 | 0 | 0 | 0 | 0 | 0 | 0 | 0 | 0 | 0 | 0 | 0 | 0 | 0 | 0 | 0 | 0 | 0 | 0 | 0 | 0 | 0 | 0 | 0 | 0 | 0 | 0 | 0 | 0
lignite | 0 | 0 | 0 | 0 | 0 | 0 | 0 | 0 | 0 | 0 | 0 | 0 | 0 | 0 | 0 | 0 | 0 | 0 | 0 | 0 | 0 | 0 | 0 | 0 | 0 | 0 | 0 | 0 | 0 | 0 | 0 | 0
offshore wind | 0 | 0 | 0 | 0 | 0 | 0 | 0 | 0 | 0 | 0 | 0 | 0 | 0 | 0 | 0 | 0 | 0 | 0 | 0 | 0 | 0 | 0 | 0 | 0 | 0 | 0 | 0 | 0 | 0 | 0 | 0 | 0
crude oil | 0 | 0 | 0 | 0 | 0 | 0 | 0 | 0 | 0 | 0 | 0 | 0 | 0 | 0 | 0 | 0 | 0 | 0 | 0 | 0 | 0 | 0 | 0 | 0 | 0 | 0 | 0 | 0 | 0 | 0 | 0 | 0
heavy or residual fuel oil | 0 | 0 | 0 | 0 | 0 | 0 | 0 | 0 | 0 | 0 | 0 | 0 | 0 | 0 | 0 | 0 | 0 | 0 | 0 | 0 | 0 | 0 | 0 | 0 | 0 | 0 | 0 | 0 | 0 | 0 | 0 | 0
municipal solid waste | 0 | 0 | 0 | 0 | 0 | 0 | 0 | 0 | 0 | 0 | 0 | 0 | 0 | 0 | 0 | 0 | 0 | 0 | 0 | 0 | 0 | 0 | 0 | 0 | 0 | 0 | 0 | 0 | 0 | 0 | 0 | 0
Find the resource mix of Mexico: attribute "other renewables" to geothermal; split thermal generation between petroleum and natural gas
https://www-pub.iaea.org/MTCD/Publications/PDF/cnpp2018/countryprofiles/Mexico/Mexico.htm
Resource Fraction Mexico | 2015
hard coal | 0.08
natural gas steam turbine | 0.36
nuclear | 0.04
hydro | 0.1
onshore wind | 0.03
solar PV | 0
solar thermal | 0
biomass | 0
geothermal | 0.03
petroleum | 0.36
natural gas steam turbine | 0
lignite | 0
offshore wind | 0
crude oil | 0
heavy or residual fuel oil | 0
municipal solid waste | 0

## exports
Total international exports | Exported Electricity (MW*hour) | 2019 | 2020 | 2021 | 2022 | 2023 | 2024 | 2025 | 2026 | 2027 | 2028 | 2029 | 2030 | 2031 | 2032 | 2033 | 2034 | 2035 | 2036 | 2037 | 2038 | 2039 | 2040 | 2041 | 2042 | 2043 | 2044 | 2045 | 2046 | 2047 | 2048 | 2049 | 2050
Net interstate exports | Electricity Exports (MWh) | 0 | 0 | 0 | 0 | 0 | 0 | 0 | 0 | 0 | 0 | 0 | 0 | 0 | 0 | 0 | 0 | 0 | 0 | 0 | 0 | 0 | 0 | 0 | 0 | 0 | 0 | 0 | 0 | 0 | 0 | 0 | 0

## EIaE-BIE
Imported Electricity (MW*hour) | 2020 | 2021 | 2022 | 2023 | 2024 | 2025 | 2026 | 2027 | 2028 | 2029 | 2030 | 2031 | 2032 | 2033 | 2034 | 2035 | 2036 | 2037 | 2038 | 2039 | 2040 | 2041 | 2042 | 2043 | 2044 | 2045 | 2046 | 2047 | 2048 | 2049 | 2050
hard coal | 14423799.7015 | 14423799.7015 | 14423799.7015 | 13446598.1028 | 12890780.8215 | 12494857.8767 | 12130397.3792 | 11513595.1608 | 7553435.8839 | 7301835.2594 | 6784618.5778 | 6784618.5778 | 6784618.5778 | 6784618.5778 | 6784618.5778 | 6784618.5778 | 6784618.5778 | 6784618.5778 | 6784618.5778 | 6784618.5778 | 6784618.5778 | 6784618.5778 | 6784618.5778 | 6784618.5778 | 6784618.5778 | 6784618.5778 | 6784618.5778 | 6784618.5778 | 6784618.5778 | 6784618.5778 | 6784618.5778
natural gas steam turbine | 7531396.3366 | 7531396.3366 | 7531396.3366 | 8181627.683 | 8629853.787 | 8502075.2156 | 8218407.1618 | 7838503.7169 | 5619432.4401 | 5033679.8277 | 3886221.5278 | 3886221.5278 | 3886221.5278 | 3886221.5278 | 3886221.5278 | 3886221.5278 | 3886221.5278 | 3886221.5278 | 3886221.5278 | 3886221.5278 | 3886221.5278 | 3886221.5278 | 3886221.5278 | 3886221.5278 | 3886221.5278 | 3886221.5278 | 3886221.5278 | 3886221.5278 | 3886221.5278 | 3886221.5278 | 3886221.5278
natural gas combined cycle | 0 | 0 | 0 | 0 | 0 | 0 | 0 | 0 | 0 | 0 | 0 | 0 | 0 | 0 | 0 | 0 | 0 | 0 | 0 | 0 | 0 | 0 | 0 | 0 | 0 | 0 | 0 | 0 | 0 | 0 | 0
nuclear | 4333212.1822 | 4333212.1822 | 4333212.1822 | 4450897.4486 | 4499403.5232 | 4649924.4287 | 4733848.3358 | 4776293.8819 | 5088042.4906 | 4955166.1465 | 4683998.7575 | 4683998.7575 | 4683998.7575 | 4683998.7575 | 4683998.7575 | 4683998.7575 | 4683998.7575 | 4683998.7575 | 4683998.7575 | 4683998.7575 | 4683998.7575 | 4683998.7575 | 4683998.7575 | 4683998.7575 | 4683998.7575 | 4683998.7575 | 4683998.7575 | 4683998.7575 | 4683998.7575 | 4683998.7575 | 4683998.7575
hydro | 1280078.5234 | 1280078.5234 | 1280078.5234 | 1310332.0889 | 1346996.3963 | 1395249.1538 | 1423471.1221 | 1466743.5199 | 1185640.9427 | 1158771.5783 | 1124166.4043 | 1124166.4043 | 1124166.4043 | 1124166.4043 | 1124166.4043 | 1124166.4043 | 1124166.4043 | 1124166.4043 | 1124166.4043 | 1124166.4043 | 1124166.4043 | 1124166.4043 | 1124166.4043 | 1124166.4043 | 1124166.4043 | 1124166.4043 | 1124166.4043 | 1124166.4043 | 1124166.4043 | 1124166.4043 | 1124166.4043
onshore wind | 86397.4965 | 86397.4965 | 86397.4965 | 89333.4077 | 94428.3427 | 191208.3126 | 250928.0468 | 270660.9427 | 381994.3615 | 435737.6431 | 1061654.7316 | 1061654.7316 | 1061654.7316 | 1061654.7316 | 1061654.7316 | 1061654.7316 | 1061654.7316 | 1061654.7316 | 1061654.7316 | 1061654.7316 | 1061654.7316 | 1061654.7316 | 1061654.7316 | 1061654.7316 | 1061654.7316 | 1061654.7316 | 1061654.7316 | 1061654.7316 | 1061654.7316 | 1061654.7316 | 1061654.7316
solar PV | 662931.2001 | 662931.2001 | 662931.2001 | 879598.6793 | 920221.6527 | 1147477.5903 | 1560153.5929 | 2333634.2851 | 8291814.9126 | 9085794.9346 | 10441220.7137 | 10441220.7137 | 10441220.7137 | 10441220.7137 | 10441220.7137 | 10441220.7137 | 10441220.7137 | 10441220.7137 | 10441220.7137 | 10441220.7137 | 10441220.7137 | 10441220.7137 | 10441220.7137 | 10441220.7137 | 10441220.7137 | 10441220.7137 | 10441220.7137 | 10441220.7137 | 10441220.7137 | 10441220.7137 | 10441220.7137
solar thermal | 0 | 0 | 0 | 0 | 0 | 0 | 0 | 0 | 0 | 0 | 0 | 0 | 0 | 0 | 0 | 0 | 0 | 0 | 0 | 0 | 0 | 0 | 0 | 0 | 0 | 0 | 0 | 0 | 0 | 0 | 0
biomass | 52848.2916 | 52848.2916 | 52848.2916 | 47848.4032 | 44507.0964 | 45051.9835 | 45671.3407 | 45950.3112 | 39363.7016 | 38261.2718 | 35963.4982 | 35963.4982 | 35963.4982 | 35963.4982 | 35963.4982 | 35963.4982 | 35963.4982 | 35963.4982 | 35963.4982 | 35963.4982 | 35963.4982 | 35963.4982 | 35963.4982 | 35963.4982 | 35963.4982 | 35963.4982 | 35963.4982 | 35963.4982 | 35963.4982 | 35963.4982 | 35963.4982
geothermal | 0 | 0 | 0 | 0 | 0 | 0 | 0 | 0 | 0 | 0 | 0 | 0 | 0 | 0 | 0 | 0 | 0 | 0 | 0 | 0 | 0 | 0 | 0 | 0 | 0 | 0 | 0 | 0 | 0 | 0 | 0
petroleum | 80209.9514 | 80209.9514 | 80209.9514 | 44551.4277 | 14146.6331 | 8942.3915 | 10029.8863 | 10374.6967 | 17651.9133 | 13818.6957 | 17566.2896 | 17566.2896 | 17566.2896 | 17566.2896 | 17566.2896 | 17566.2896 | 17566.2896 | 17566.2896 | 17566.2896 | 17566.2896 | 17566.2896 | 17566.2896 | 17566.2896 | 17566.2896 | 17566.2896 | 17566.2896 | 17566.2896 | 17566.2896 | 17566.2896 | 17566.2896 | 17566.2896
natural gas peaker | 0 | 0 | 0 | 0 | 0 | 0 | 0 | 0 | 0 | 0 | 0 | 0 | 0 | 0 | 0 | 0 | 0 | 0 | 0 | 0 | 0 | 0 | 0 | 0 | 0 | 0 | 0 | 0 | 0 | 0 | 0
lignite | 0 | 0 | 0 | 0 | 0 | 0 | 0 | 0 | 0 | 0 | 0 | 0 | 0 | 0 | 0 | 0 | 0 | 0 | 0 | 0 | 0 | 0 | 0 | 0 | 0 | 0 | 0 | 0 | 0 | 0 | 0
offshore wind | 46.3168 | 46.3168 | 46.3168 | 132.7586 | 10581.747 | 16133.0473 | 78013.1343 | 195163.4848 | 273543.3538 | 427854.6428 | 415509.4994 | 415509.4994 | 415509.4994 | 415509.4994 | 415509.4994 | 415509.4994 | 415509.4994 | 415509.4994 | 415509.4994 | 415509.4994 | 415509.4994 | 415509.4994 | 415509.4994 | 415509.4994 | 415509.4994 | 415509.4994 | 415509.4994 | 415509.4994 | 415509.4994 | 415509.4994 | 415509.4994
crude oil | 0 | 0 | 0 | 0 | 0 | 0 | 0 | 0 | 0 | 0 | 0 | 0 | 0 | 0 | 0 | 0 | 0 | 0 | 0 | 0 | 0 | 0 | 0 | 0 | 0 | 0 | 0 | 0 | 0 | 0 | 0
heavy or residual fuel oil | 0 | 0 | 0 | 0 | 0 | 0 | 0 | 0 | 0 | 0 | 0 | 0 | 0 | 0 | 0 | 0 | 0 | 0 | 0 | 0 | 0 | 0 | 0 | 0 | 0 | 0 | 0 | 0 | 0 | 0 | 0
municipal solid waste | 0 | 0 | 0 | 0 | 0 | 0 | 0 | 0 | 0 | 0 | 0 | 0 | 0 | 0 | 0 | 0 | 0 | 0 | 0 | 0 | 0 | 0 | 0 | 0 | 0 | 0 | 0 | 0 | 0 | 0 | 0
hard coal w CCS | 0 | 0 | 0 | 0 | 0 | 0 | 0 | 0 | 0 | 0 | 0 | 0 | 0 | 0 | 0 | 0 | 0 | 0 | 0 | 0 | 0 | 0 | 0 | 0 | 0 | 0 | 0 | 0 | 0 | 0 | 0
natural gas combined cycle w CCS | 0 | 0 | 0 | 0 | 0 | 0 | 0 | 0 | 0 | 0 | 0 | 0 | 0 | 0 | 0 | 0 | 0 | 0 | 0 | 0 | 0 | 0 | 0 | 0 | 0 | 0 | 0 | 0 | 0 | 0 | 0
biomass w CCS | 0 | 0 | 0 | 0 | 0 | 0 | 0 | 0 | 0 | 0 | 0 | 0 | 0 | 0 | 0 | 0 | 0 | 0 | 0 | 0 | 0 | 0 | 0 | 0 | 0 | 0 | 0 | 0 | 0 | 0 | 0
lignite w CCS | 0 | 0 | 0 | 0 | 0 | 0 | 0 | 0 | 0 | 0 | 0 | 0 | 0 | 0 | 0 | 0 | 0 | 0 | 0 | 0 | 0 | 0 | 0 | 0 | 0 | 0 | 0 | 0 | 0 | 0 | 0
small modular reactor | 0 | 0 | 0 | 0 | 0 | 0 | 0 | 0 | 0 | 0 | 0 | 0 | 0 | 0 | 0 | 0 | 0 | 0 | 0 | 0 | 0 | 0 | 0 | 0 | 0 | 0 | 0 | 0 | 0 | 0 | 0
hydrogen combustion turbine | 0 | 0 | 0 | 0 | 0 | 0 | 0 | 0 | 0 | 0 | 0 | 0 | 0 | 0 | 0 | 0 | 0 | 0 | 0 | 0 | 0 | 0 | 0 | 0 | 0 | 0 | 0 | 0 | 0 | 0 | 0
hydrogen combined cycle | 0 | 0 | 0 | 0 | 0 | 0 | 0 | 0 | 0 | 0 | 0 | 0 | 0 | 0 | 0 | 0 | 0 | 0 | 0 | 0 | 0 | 0 | 0 | 0 | 0 | 0 | 0 | 0 | 0 | 0 | 0

## EIaE-BEE
Exported Electricity (MW*hour) | 2020 | 2021 | 2022 | 2023 | 2024 | 2025 | 2026 | 2027 | 2028 | 2029 | 2030 | 2031 | 2032 | 2033 | 2034 | 2035 | 2036 | 2037 | 2038 | 2039 | 2040 | 2041 | 2042 | 2043 | 2044 | 2045 | 2046 | 2047 | 2048 | 2049 | 2050
Electricity Exports (MWh) | 0 | 0 | 0 | 0 | 0 | 0 | 0 | 0 | 0 | 0 | 0 | 0 | 0 | 0 | 0 | 0 | 0 | 0 | 0 | 0 | 0 | 0 | 0 | 0 | 0 | 0 | 0 | 0 | 0 | 0 | 0

## EIaE-IEP
Unit: 2012 USD/MWh | 2020 | 2021 | 2022 | 2023 | 2024 | 2025 | 2026 | 2027 | 2028 | 2029 | 2030 | 2031 | 2032 | 2033 | 2034 | 2035 | 2036 | 2037 | 2038 | 2039 | 2040 | 2041 | 2042 | 2043 | 2044 | 2045 | 2046 | 2047 | 2048 | 2049 | 2050
Imported Electricity Price | 24.308 | 24.308 | 24.308 | 24.308 | 23.9991 | 26.2068 | 26.2068 | 26.2068 | 26.2068 | 26.2068 | 26.2068 | 26.2068 | 26.2068 | 26.2068 | 26.2068 | 26.2068 | 26.2068 | 26.2068 | 26.2068 | 26.2068 | 26.2068 | 26.2068 | 26.2068 | 26.2068 | 26.2068 | 26.2068 | 26.2068 | 26.2068 | 26.2068 | 26.2068 | 26.2068

## EIaE-BEEP
Unit: 2012 USD/MWh | 2020 | 2021 | 2022 | 2023 | 2024 | 2025 | 2026 | 2027 | 2028 | 2029 | 2030 | 2031 | 2032 | 2033 | 2034 | 2035 | 2036 | 2037 | 2038 | 2039 | 2040 | 2041 | 2042 | 2043 | 2044 | 2045 | 2046 | 2047 | 2048 | 2049 | 2050
Exported Electricity Price | 24.308 | 24.308 | 24.308 | 24.308 | 23.9991 | 26.2068 | 26.2068 | 26.2068 | 26.2068 | 26.2068 | 26.2068 | 26.2068 | 26.2068 | 26.2068 | 26.2068 | 26.2068 | 26.2068 | 26.2068 | 26.2068 | 26.2068 | 26.2068 | 26.2068 | 26.2068 | 26.2068 | 26.2068 | 26.2068 | 26.2068 | 26.2068 | 26.2068 | 26.2068 | 26.2068